## DMCS_Summary
BQ CODE | Description | Spec/Detail | 단위 | Total | 1 | 39AB | 39AD | 39EJ | 39LA | 39MA | 39WF | 39WL | 39WQ | 49BL | 49EA | 49EE | 49FE | 49PQ | 49PR | 49PS | 49W1 | 3000 | 3100 | 3110 | 3120 | 3130 | 3210 | 3220 | 3230 | 3310 | 3320 | 3340 | 3350 | 3360 | 3370 | 3380 | 3410 | 3420 | 3440 | 3450 | 3510 | 3520 | 3540 | 3610 | 3640 | 3650 | 3660 | 3690 | 3710 | 3720 | 3740 | 3750 | 3810 | 3820 | 3830 | 3840 | 3850 | 3860 | 3890 | 3980 | 4000
PL Onshore Piling
CIPLHTA01B01C01 | Pile Head Treatment; Cast In Situ Pile & CFA Pile; DIA < 1000 mm; Cutting & Head Treatment |  | EA |  | 10
CIPLPTA01B01C01 | Pile Test; Pile Load Test; Initial Pile Test; Compressive |  | EA |  | 10
CIPLPTA01B01C02 | Pile Test; Pile Load Test; Initial Pile Test; Lateral |  | EA |  | 10
CIPLPTA01B01C03 | Pile Test; Pile Load Test; Initial Pile Test; Tensile |  | EA |  | 10
CIPLPTA02B01C01 | Pile Test; Pile Integrity Test |  | EA |  | 10
CIPLCAA04B01C04 | Cast In Situ Pile - Construction and Material; w/ Casing, w/o T4; DIA 600 mm; 35 MPa |  | m |  | 10
CIPLCAA04B02C04 | Cast In Situ Pile - Construction and Material; w/ Casing, w/o T4; DIA 800 mm; 35 MPa |  | m |  | 10
SP Temporary Works & Site Preparation
CISPDMA01B01C01 | Demolition Work; Demolition; Reinforced Concrete |  | m3 |  | 10
CISPDMA01B02C01 | Demolition Work; Demolition; Plain Concrete |  | m3 |  | 10
CISPDMA01B03C01 | Demolition Work; Demolition; Brick |  | m2 |  | 10
CISPDMA01B06C01 | Demolition Work; Demolition; Concrete Block |  | m3 |  | 10
CISPDMA01B07C01 | Demolition Work; Demolition; Asphalt Paving |  | m3 |  | 10
CISPDMA01B08C01 | Demolition Work; Demolition; Concrete Paving |  | m3 |  | 10
CISPDMA01B10C01 | Demolition Work; Demolition; Fence |  | m |  | 10
CISPERA01B01C01 | Earthwork; Stripping |  | m3 |  | 10
CISPERA02B01C01 | Earthwork; General Cutting |  | m3 |  | 10
CISPERA03B01C01 | Earthwork; Rock Cutting; Weathered Rock |  | m3 |  | 10
CISPERA03B02C01 | Earthwork; Rock Cutting; Hard Rock |  | m3 |  | 10
CISPERA03B03C01 | Earthwork; Rock Cutting; Limestone |  | m3 |  | 10
CISPERA04B02C01 | Earthwork; General Filling; w/ Imported Soil |  | m3 |  | 10
CISPERA05B01C03 | Earthwork; Disposal; Normal Soil; Distance ≥ 20 km |  | m3 |  | 10
CISPERA05B02C01 | Earthwork; Disposal; Contaminated Soil |  | m3 |  | 10
CISPERA05B03C03 | Earthwork; Disposal; Weathered Rock; Distance ≥ 20 km |  | m3 |  | 10
CISPERA05B04C03 | Earthwork; Disposal; Hard Rock; Distance ≥ 20 km |  | m3 |  | 10
CISPERA05B05C03 | Earthwork; Disposal; Limestone; Distance ≥ 20 km |  | m3 |  | 10
CISPERA06B01C01 | Earthwork; Slit trench |  | m3 |  | 10
CISPDWA01B01C01 | Dewatering; Well Point System; Supply, Installation & Removal |  | m |  | 10
CISPDWA02B01C01 | Dewatering; Dewatering for UG Structure; Item-1 |  | Lot |  | 10
CISPSIA04B04C01 | Soil Improvement; Stone Column; DIA 900 mm |  | m |  | 10
CISPOTA05B01C06 | Others(Misc. Items); Item-5; Type-1; Unit-6 |  | EA |  | 10
CISPOTA06B01C06 | Others(Misc. Items); Item-6; Type-1; Unit-6 |  | EA |  | 10
EQ Equipment Foundation
CIEQEXA01B01C01 | Excavation; By Machine; Normal |  | m3 |  |  |  | 382.86 | 376.53 | 78.19 | 6565.02 | 63.27 | 7336.95 | 58.65 | 223.96 |  |  | 1590.03 | 538.66 | 12777.9171 | 2948.91 | 611.9961 |  | 1379.99 | 6704.095 | 7632.1535 | 6756.2754 | 7883.14 | 8188.4863 | 800.82 | 2968.82 | 2586.29 | 2104.48 | 2507.7 | 4341.19 | 1219.62 | 964.8 | 579.15 | 907.89 | 434.44 | 920.38 | 1947.11 | 2241.09 | 188.44 | 1340.8627 | 6126.3081 | 952.6195 | 1160.6737 | 240.7728 | 2444.2053 | 105.6597 | 79.95 | 353.4515 | 1216.27 | 66.11 | 312.05 | 72.88 | 1300.1 | 1722.6662 | 451.71 | 6749.42
CIEQEXA01B02C01 | Excavation; By Machine; Weathered Rock |  | m3 |  | 10 | 283.86
CIEQEXA01B03C01 | Excavation; By Machine; Hard Rock |  | m3 |  | 10
CIEQEXA01B04C01 | Excavation; By Machine; Limestone |  | m3 |  | 10
CIEQEXA02B01C01 | Excavation; By Hand; Normal |  | m3
CIEQEXA03B01C01 | Excavation; By Hydraulic Breaker; Normal |  | m3 |  | 10
CIEQEXA03B02C01 | Excavation; By Hydraulic Breaker; Weathered Rock |  | m3 |  | 10
CIEQEXA03B03C01 | Excavation; By Hydraulic Breaker; Hard Rock |  | m3 |  | 10
CIEQEXA03B04C01 | Excavation; By Hydraulic Breaker; Limestone |  | m3 |  | 10
CIEQEXA04B01C01 | Excavation; By Blasting; Normal |  | m3 |  | 10
CIEQEXA04B02C01 | Excavation; By Blasting; Weathered Rock |  | m3 |  | 10
CIEQDIA01B03C01 | Disposal; Normal Soil; Distance ≥ 20 km |  | m3 |  |  | 107.62 | 125.67 | 155.3 | 41.31 | 1320.23 | 43.52 | 3735.44 | 9.18 | 75.22 |  |  | 147.4 | 368.67 | 2080.4365 | 167.86 | 288.722 |  | 139.81 | 374.635 | 755.531 | 545.8869 | 2131.06 | 3587.404 | 54.23 | 668.07 | 656.65 | 503.08 | 232.81 | 283.92 | 1131.42 | 293.43 | 300.17 | 114.25 | 124.02 | 164.51 | 263.07 | 587.1 | 130.32 | 497.8434 | 3007.86 | 239.8103 | 286.8898 | 36.2725 | 800.7232 | 19.054 | 57.98 | 95.0051 | 336.82 | 9.35 | 30.34 | 31.45 | 196.88 | 274.87 | 48.31 | 829.84
CIEQBKA01B01C01 | Backfill(with Compaction); Excavated Soil |  | m3 |  |  | 176.24 | 257.19 | 221.23 | 36.88 | 5244.79 | 19.75 | 3601.51 | 49.47 | 148.74 |  |  | 1442.63 | 169.99 | 10697.4806 | 2781.05 | 323.2741 |  |  |  | 4.4225 |  |  | 29.3623 |  | 2300.75 | 1929.64 | 1601.4 | 2274.89 | 4057.27 | 88.2 | 671.37 | 278.98 | 793.64 | 310.42 | 755.87 | 1684.04 | 1653.99 | 58.12 | [9 empty] | 879.45 | 56.76 | 281.71 | 41.43 | 1103.22 | 1447.7962 | 403.4 | 5919.58
CIEQBKA02B01C01 | Backfill(with Compaction); Imported Soil |  | m3 | [19 empty] | 1240.18 | 6329.46 | 6872.2 | 6216.4654 | 5752.08 | 4571.72 | 746.59 | [14 empty] | 843.0193 | 3118.4482 | 712.8093 | 873.7839 | 204.5003 | 1643.4821 | 86.6057 | 21.97 | 258.4464
CIEQFIA01B01C01 | Earth fill; Clean Sand |  | m3 | [30 empty] | 7.7137 | [18 empty] | 35.22
CIEQFIA02B01C01 | Earth fill; Structural Fill |  | m3 | [20 empty] | 7000.39 | [9 empty] | 276.79 | [5 empty] | 2.11
CIEQFIA03B01C01 | Earth fill; Oily Sand |  | m3 | [40 empty] | 0.7 |  | 1.76 | 1.28 |  |  |  | 1.61
CIEQFIA05B01C01 | Earth fill; Crushed Stone(Gravel) |  | m3 |  |  |  |  | 3.58 | [9 empty] | 107.3651 |  | 8.6975 | 5.115 |  |  | 12.04 | [35 empty] | 28.24
CIEQFIA07B01C01 | Earth fill; Compacted Sand |  | m3 |  |  |  |  | 105.23 |  |  | 49.43 | 2962.66 | [6 empty] | 1133.03 |  | 248.47 | [5 empty] | 1850 |  |  |  | 48.45 | 170.9 |  | 87.5 | 2615.32 | 146.83 | 257.5 |  | 61.28 | 39.51 | 10.86 | 588.18 | 168.23 | 189.3337 | 2541.5438 | 74.69 | 55.56 |  |  |  | 87.03 | 28.0888 | 33.53 |  |  |  | 160.06 | 193.73 | 29.37 | 91.38
CIEQSRA01B01C01 | Soil Reinforcement; Geotextile |  | m2 |  | 10
CIEQCOA02B01C02 | Structural Concrete - Material only; Fck = 25 MPa; Cement Type I; with Micro Silica |  | m3 | [16 empty] | 91.84
CIEQCOA04B01C02 | Structural Concrete - Material only; Fck = 30 MPa; Cement Type I; with Micro Silica |  | m3 | [7 empty] | 3.81 | [28 empty] | 4.53 | 1.41 | 12.44 |  | 24.7495 | 194.6714 | 5.2938 | 3.8276 |  |  |  | 4.8255 | 3.0642
CIEQCOA05B01C02 | Structural Concrete - Material only; Fck = 35 MPa; Cement Type I; with Micro Silica |  | m3 |  |  | 131.2 | 200.89 | 529.33 | 70.65 | 1328.77 | 18.6 | 1979.71 | 16.33 | 85.85 |  |  | 248.32 | 438.05 | 1575.6202 | 539.64 | 236.9577 |  | 149.1 | 2739.935 | 1192.8933 | 563.6112 | 5793.7182 | 5119.6209 | 51.48 | 649.84 | 836.6 | 405.53 | 260.89 | 1364.83 | 326.8 | 225.11 | 188.55 | 138.93 | 116.4 | 209.286 | 261.3475 | 452.15 | 44.05 | 450.8068 | 2500.2436 | 229.6449 | 294.0041 | 37.6185 | 853.412 | 18.7488 | 34.31 | 87.1862 | 285.94 | 13.05 | 32.72 | 36.12 | 183.75 | 255.7593 | 50.63 | 724.54
CIEQLCA02B01C01 | Lean Concrete - Material only; 15 MPa ≤ Fck < 20 MPa; Cement Type I |  | m3 |  |  | 5.93 | 10.67 | 59.44 | 0.93 | 118.88 | 0.68 | 634.11 | 2.07 | 13.56 |  |  | 20.17 | 66.19 | 210.705 | 27.23 | 43.545 |  | 13.31 | 118.37 | 91.339 | 67.4911 | 115.8518 | 146.557 | 6.27 | 55.64 | 55.73 | 62.94 | 24.04 | 110.46 | 231.36 | 34.88 | 13.96 | 9.59 | 10.12 | 8.55 | 32.26 | 23.26 | 21.86 | 29.3508 | 169.376 | 15.657 | 16.285 | 3.021 | 45.374 | 1.558 | 1.24 | 6.6711 | 29.77 | 1.5 | 1.68 | 3.82 | 18.69 | 22.3025 | 4.5 | 56.64
CIEQC1A01B01C01 | Concrete Pouring - Construction only; Equipment Foundation & Footing |  | m3 |  |  | 58.74 | 114.18 | 484.79 | 41.8 | 1034.77 |  | 1361.86 | 15.31 | 77.89 |  |  | 97.05 | 438.05 | 881.8502 | 278.19 | 133.1677 |  | 104.32 | 1071.855 | 952.3833 | 418.8625 | 1569.3582 | 416.8909 | 37.25 | 433.43 | 427.59 | 156.94 | 175.13 | 657 |  | 113.35 | 85.16 | 125.25 | 79.32 | 133.146 | 180.3275 | 132.44 | 6.32 | 299.0056 | 1840.0884 | 144.7511 | 194.4978 | 32.974 | 731.8578 | 12.96 | 4.8255 | 52.8322 | 169.08 | 8.19 | 19.41 | 30.63 | 77.33 | 125.7893 | 25.14 | 300.56
CIEQC1A02B01C01 | Concrete Pouring - Construction only; Pedestal |  | m3 |  |  | 72.46 | 86.71 | 44.54 | 28.85 | 294.31 | 22.41 | 277.79 |  | 4.06 |  |  | 118.4 |  | 642.18 | 353.38 | 103.7 |  | 41.08 | 1668.07 | 240.57 | 142.7453 | 4224.39 | 94.83 | 14.28 | 170.07 | 231.13 | 172.69 | 85.74 | 699.03 | 326.8 | 74.87 | 103.4 | 13.59 | 37.08 | 80.66 | 82.45 | 332.13 | 37.73 | 176.5507 | 845.1116 | 90.1877 | 103.334 | 4.6445 | 121.5542 | 5.7888 | 34.31 | 37.4182 | 55.33 | 4.85 | 13.3 | 5.49 | 106.42 | 129.97 | 25.5 | 388.73
CIEQC1A04B01C01 | Concrete Pouring - Construction only; Wall |  | m3 | [22 empty] | 2.0034 | [7 empty] | 2.4 | [25 empty] | 35.7
CIEQC1A05B01C01 | Concrete Pouring - Construction only; Slab w/ Beam & Girder |  | m3 | [24 empty] | 1360.4 | [16 empty] | 9.735
CIEQC1A06B01C01 | Concrete Pouring - Construction only; Mass Foundation (Larger than 200m3 for only Foundation & Footing) |  | m3 | [24 empty] | 3247.5
CIEQC1A07B01C01 | Concrete Pouring - Construction only; Manhole & Catch Basin |  | m3 | [8 empty] | 337.26 | [17 empty] | 8.85 | 20.44 | 9.63 |  | 2.95 |  | 6.28
CIEQC1A08B01C01 | Concrete Pouring - Construction only; Ditch & Canal |  | m3 | [26 empty] | 37.54 | 158.25 | 66.29 |  | 3.41 |  | 30.59 | [16 empty] | 61.66
CIEQC1A10B01C01 | Concrete Pouring - Construction only; Lean Concrete |  | m3 |  |  | 5.93 | 10.67 | 59.44 | 0.93 | 118.88 | 0.68 | 634.11 | 2.07 | 13.56 |  |  | 20.17 | 66.19 | 210.705 | 27.23 | 43.545 |  | 13.31 | 118.37 | 91.339 | 67.4911 | 115.8518 | 146.557 | 6.27 | 55.64 | 55.73 | 62.94 | 24.04 | 110.46 | 231.36 | 34.88 | 13.96 | 9.59 | 10.12 | 8.55 | 32.26 | 23.26 | 21.86 | 29.3508 | 169.376 | 15.657 | 16.285 | 3.021 | 45.374 | 1.558 | 1.24 | 6.6711 | 29.77 | 1.5 | 1.68 | 3.82 | 18.69 | 22.3025 | 4.5 | 56.64
CIEQC1A11B01C01 | Concrete Pouring - Construction only; Others (Local Support & Misc. Foundation) |  | m3 | [8 empty] | 2.75 | 1.02 | 3.9 |  |  | 32.87 |  | 51.6 |  |  |  | 3.7
CIEQREA02B01C01 | Reinforcing Bar - Material only; Un-coated Bar; 400 MPa ≤ Fy ≤ 422 Mpa; Deformed |  | Ton |  |  | 13.12 | 20.14 | 53.1 | 6.94 | 132.96 | 1.86 | 196.34 | 1.65 | 8.7 |  |  | 27.25 | 43.97 | 161.194 | 74.41 | 23.7188 |  | 14.93 | 346.295 | 119.2903 | 56.3611 | 591.76 | 652.0191 | 5.14 | 65.18 | 87.68 | 42.01 | 25.96 | 167.47 | 32.68 | 23.49 | 19.59 | 9.69 | 11 | 19.89 | 27.31 | 45.43 | 4.41 | 45.8607 | 250.8709 | 22.9655 | 29.4074 | 3.7549 | 85.3412 | 1.8749 | 3.43 | 8.7186 | 28.6 | 1.41 | 3.22 | 3.56 | 19.41 | 26.6249 | 5.65 | 75.64
CIEQR1A01B01C01 | Reinforcing Bar Fabrication - Construction only |  | Ton |  |  | 13.12 | 20.14 | 53.1 | 6.94 | 132.96 | 1.86 | 196.34 | 1.65 | 8.7 |  |  | 27.25 | 43.97 | 161.194 | 74.41 | 23.7188 |  | 14.93 | 346.295 | 119.2903 | 56.3611 | 591.76 | 652.0191 | 5.14 | 65.18 | 87.68 | 42.01 | 25.96 | 167.47 | 32.68 | 23.49 | 19.59 | 9.69 | 11 | 19.89 | 27.31 | 45.43 | 4.41 | 45.8607 | 250.8709 | 22.9655 | 29.4074 | 3.7549 | 85.3412 | 1.8749 | 3.43 | 8.7186 | 28.6 | 1.41 | 3.22 | 3.56 | 19.41 | 26.6249 | 5.65 | 75.64
CIEQR2A01B01C01 | Reinforcing Bar Installation - Construction only; Equipment Foundation & Footing |  | Ton |  |  | 5.86 | 11.48 | 48.64 | 4.15 | 103.59 |  | 136.4 | 1.53 | 7.76 |  |  | 10.88 | 43.97 | 88.434 | 29.63 | 13.3688 |  | 10.45 | 132.565 | 95.2803 | 41.8862 | 160.3 | 41.9191 | 3.73 | 43.27 | 44.36 | 16.33 | 17.49 | 78.53 |  | 11.76 | 9.2 | 8.84 | 7.31 | 12.13 | 19.02 | 13.55 | 0.64 | 29.8885 | 184.1288 | 13.9487 | 19.067 | 3.2904 | 73.1858 | 1.296 |  | 5.2832 | 16.87 | 0.86 | 1.92 | 3.02 | 8.15 | 12.9949 | 3.13 | 31.1
CIEQR2A02B01C01 | Reinforcing Bar Installation - Construction only; Pedestal |  | Ton |  |  | 7.25 | 8.68 | 4.47 | 2.95 | 29.62 | 2.24 | 28.97 |  | 0.42 |  |  | 14.1 |  | 67.57 | 44.86 | 10.39 |  | 4.11 | 213.65 | 24.13 | 14.2745 | 431.5 | 11.12 | 1.45 | 17.24 | 25.05 | 17.95 | 8.47 | 87.89 | 32.68 | 7.97 | 10.41 | 0.85 | 3.69 | 7.79 | 8.52 | 33.16 | 3.77 | 18.2351 | 85.2092 | 9.0168 | 10.3404 | 0.46445 | 12.1554 | 0.57888 | 3.43 | 3.7418 | 5.47 | 0.55 | 1.35 | 0.54 | 11.27 | 13.64 | 2.54 | 38.44
CIEQR2A04B01C01 | Reinforcing Bar Installation - Construction only; Wall |  | Ton | [30 empty] | 0.34 | [25 empty] | 5
CIEQR2A05B01C01 | Reinforcing Bar Installation - Construction only; Slab w/ Beam & Girder |  | Ton | [24 empty] | 176.85 | [16 empty] | 0.98
CIEQR2A06B01C01 | Reinforcing Bar Installation - Construction only; Mass Foundation (Larger than 200m3 for only Foundation & Footing) |  | Ton | [24 empty] | 422.18
CIEQR2A07B01C01 | Reinforcing Bar Installation - Construction only; Manhole & Catch Basin |  | Ton | [8 empty] | 30.35 | [17 empty] | 0.81 | 2.44 | 1.17 |  | 0.35 |  | 0.76
CIEQR2A08B01C01 | Reinforcing Bar Installation - Construction only; Ditch & Canal |  | Ton | [26 empty] | 3.76 | 15.83 | 6.63 |  | 0.34 |  | 3.06 | [16 empty] | 6.16
CIEQR2A10B01C01 | Reinforcing Bar Installation - Construction only; Others (Local Support & Misc. Foundation) |  | Ton | [8 empty] | 0.55 | 0.12 | 0.52 |  |  | 3.27 |  | 5.46 |  |  |  | 0.37
CIEQFAA01B01C01 | False Work; Scaffolding Work; 1.5 m < H ≤ 10 m |  | m2 |  |  |  | 388 | 1226.33 |  | 5468.54 | 82.11 | 7159.53 |  |  |  |  | 328.36 |  | 8156.47 | 2526.7 | 385.5 |  | 908.92 | 3991.56 | 3710.67 | 2809.8 | 3598.29 | 4214.71 | 320.76 | 794.4 | 2575.41 | 1349.72 | 1271.57 | 4610.81 | 753.98 | 458.79 | 433.86 | 177.5 | 256.4 | 341.97 | 685.27 | 1828.58 | 205.56 | 648.63 | 4455.3071 | 442.9232 | 536.4192 | 158.55 | 201.0385 |  | 117.65 | 120.2307 | 531.02 |  | 395.2 |  | 981.35 | 1233.41 | 344.2 | 5828.94
CIEQFAA01B02C01 | False Work; Scaffolding Work; 10 m < H ≤ 30 m |  | m2 | [21 empty] | 3346.45
CIEQFAA01B03C01 | False Work; Scaffolding Work; H > 30 m |  | m2 | [23 empty] | 5126.64 | [32 empty] | 757.5
CIEQFAA02B01C01 | False Work; Support Work; H ≤ 5 m |  | em3 | [15 empty] | 4.62 |  | 5.28 |  |  |  | 1.32 |  |  | 1.32 | [29 empty] | 0.66
CIEQFAA02B02C01 | False Work; Support Work; H > 5 m |  | em3 | [24 empty] | 8647.6
CIEQFOA01B01C01 | Form Work; Equipment Foundation & Footing; Flat Type Form |  | m2 |  |  | 116.1 | 271.67 | 855.45 | 32.73 | 1003.47 |  | 3899.75 | 116.95 | 102.86 |  |  | 277.6 | 346.48 | 1072.1681 | 1230.19 | 262.7411 |  | 242.06 | 679.17 | 3467.6895 | 757.6918 | 1069.57 | 557.9575 | 56.2 | 610.11 | 817.5 | 302.12 | 271.36 | 1607.55 |  | 229.13 | 120.62 | 166.92 | 164.59 | 308.68 | 317.1536 | 247.88 | 19.86 | 333.2168 | 908.1001 | 280.8668 | 280.1312 | 74.07 | 753.8125 | 20.88 |  | 97.6903 | 253.22 | 23.38 | 63.58 | 71.12 | 103.66 | 153.3751 | 80.85 | 534.9
CIEQFOA02B01C01 | Form Work; Pedestal; Flat Type Form |  | m2 |  |  | 110.87 | 147.07 | 110.54 | 53.21 | 1626.33 |  | 767.79 |  | 40.32 |  |  | 508.96 |  | 3092.89 | 1980.78 | 203.64 |  | 223.64 | 2083.165 | 1494.89 | 667.0685 | 1896.34 | 576.56 | 81.62 | 870.29 | 1461.55 | 551.64 | 389.81 | 3292.87 |  | 284.12 | 33.14 | 97.76 | 48.6 | 552.34 | 569.94 | 921.64 |  | 374.942 | 2259.34 | 230.684 | 224.546 | 30.668 | 575.306 | 16.08 |  | 86.931 | 167.28 | 31.93 | 88.8 | 43.92 | 313.11 | 367.17 | 46.3 | 1313.1
CIEQFOA02B02C01 | Form Work; Pedestal; Round Type Form |  | m2 |  |  |  |  | 111.47 |  |  | 80.18 | 957.15 | [6 empty] | 873.22 |  | 342.18 | [5 empty] | 5119.24 |  |  |  |  | 276.41 |  |  | 744.56 | 231.46 | 356.9 |  | 126.22 | 60.88 | 55.29 | 768.48 | 153.79 | 432.7067 | 1708.7122 | 221.15 | 180.38 |  |  |  | 114.3 | 56.4073 | 116.13 |  |  |  | 232.72 | 274.64 | 94.57 | 274.19
CIEQFOA04B01C01 | Form Work; Wall; Flat Type Form |  | m2 | [22 empty] | 26.712 | [7 empty] | 31.96 | [25 empty] | 356.96
CIEQFOA04B02C01 | Form Work; Wall; Round Type Form |  | m2 |  | 10
CIEQFOA05B01C01 | Form Work; Slab w/ Beam & Girder; Flat Type Form |  | m2 | [24 empty] | 1523.3 | [16 empty] | 123.9
CIEQFOA05B02C01 | Form Work; Slab w/ Beam & Girder; Round Type Form |  | m2 |  | 10
CIEQFOA06B01C01 | Form Work; Mass Foundation (Larger than 200m3 for only Foundation & Footing); Flat Type Form |  | m2 | [24 empty] | 359.8
CIEQFOA07B01C01 | Form Work; Manhole & Catch Basin; Flat Type Form |  | m2 | [8 empty] | 1284 | [17 empty] | 73.44 | 182.8 | 81.12 |  | 24.48 |  | 52.8
CIEQFOA08B01C01 | Form Work; Ditch & Canal; Flat Type Form |  | m2 | [8 empty] | 9.81 | [17 empty] | 373.83 | 1320.18 | 651.9 |  | 31 |  | 245.62 | [16 empty] | 118.95
CIEQFOA10B01C01 | Form Work; Others (Local Support & Misc. Foundation); Flat Type Form |  | m2 | [8 empty] | 21.96 | 6.84 | 33.8 |  |  | 268.85 |  | 425.4 |  |  |  | 15.65
CIEQPCA01B01C01 | Concrete Protection; for Below Ground; Bitumen Coating |  | m2 |  |  | 183.71 | 280.2 | 238.29 |  | 4089.08 | 31.34 | 3342.44 | 14.62 | 147.12 |  |  | 999.02 |  | 5666.92 | 703.82 | 391.84 |  | 531.05 | 2814.97 | 3589.97 | 2140.6368 | 2468.94 | 777.56 | 193.4 | 2245.57 | 2452.29 | 1349.29 | 670.09 | 2728.56 | 175.02 | 843.32 | 341.57 | 359.25 | 247.34 | 960.47 | 1097.99 | 1277.02 | 72.17 | 930.8679 | 4031.5731 | 640.3875 | 727.4645 | 126.778 | 1784.81 | 77.52 | 35.81 | 292.2976 | 734.49 | 62.93 | 134.46 | 102.06 | 545.7 | 659.73 | 198.82 | 1826
CIEQPCA02B05C01 | Concrete Protection; for Above Ground; Chemical Resistant Resin Coating (Epoxy) |  | m2 |  |  | 17.81 | 145.79 | 124.14 | 57.65 | 705.98 | 18.28 | 3194.78 | 5.6 | 26.96 |  |  | 338.82 |  | 1245.07 | 1936.99 | 243.33 |  | 74.29 | 1442.365 | 3180.68 | 508.3132 | 3975.83 | 56.68 | 20.02 | 355.38 | 1652.07 | 455.72 | 208.7 | 2766.42 | 267.38 | 317.09 | 294.2 | 87.27 | 78.93 | 411.02 | 248.8 | 544.21 | 39.06 | 325.5865 | 1125.7305 | 244.6968 | 270.3463 | 23.788 | 589.4949 | 6.96 | 33.43 | 115.0653 | 114.28 | 17.18 | 7.2 | 43.92 | 267.57 | 299.21 | 24.38 | 1040.56
CIEQPCA02B09C01 | Concrete Protection; for Above Ground; Chemical Resistant Brick |  | m2 |  | 10
CIEQPCA03B05C01 | Concrete Protection; for Internal Protection( inside MH, Sump or Pit, etc.); Chemical Resistant Resin Coating (Epoxy) |  | m2 | [8 empty] | 940.16 | [17 empty] | 258.72 | 804.37 | 406.31 |  | 31.74 |  | 165.92
CIEQPCA03B08C01 | Concrete Protection; for Internal Protection( inside MH, Sump or Pit, etc.); Chemical Resistant Tile |  | m2 |  | 10
CIEQPCA03B09C01 | Concrete Protection; for Internal Protection( inside MH, Sump or Pit, etc.); Chemical Resistant Brick |  | m2 |  | 10
CIEQPEA02B01C01 | P.E Sheet; T > 0.2 mm; 1 Layer |  | m2 |  |  | 112.97 | 179.64 | 1019.46 | 11.48 | 1431.14 | 36.85 | 5102.05 | 27.27 | 186 |  |  | 574.9 | 881.71 |  | 1390.7 | 494.54 |  | 183.91 | 1632.1 | 1877.48 |  | 1429.6039 | 342.01 | 83.19 | 920.03 | 842.28 | 697.62 | 320.86 | 1248.1 | 1524.18 | 315.13 | 308.82 | 128.04 | 170.66 | 338.41 | 497.82 | 724.87 | 78.5 | 164.9964 | 1297.8096 | 35.2922 | 25.5176 |  |  |  | 32.1699 | 20.4282 | 360.34 | 40.4 | 37.63 | 75.43 | 319.95 | 371.12 | 91.43 | 617.65
CIEQLIA01B01C01 | Lining for Containment (Pond, Pit, Dike); HDPE Lining; T : 60 mils(1mils = 0.025mm) |  | m2 | [19 empty] | 3.45 | 2.34 | 9.39 |  | 302.29 | 144
CIEQLIA01B02C01 | Lining for Containment (Pond, Pit, Dike); HDPE Lining; T : 80 mils(1mils = 0.025mm) |  | m2 |  | 10
CIEQGRA01B01C01 | Grouting; Nonshrink Cement Based Grout |  | m3 |  |  | 1.54 | 4.06 | 26.28 | 2.57 | 4.46 | 1.74 | 68 | 0.12 |  |  |  | 1.26 |  | 21.78 | 0.27 | 10.62 |  | 1.36 | 5.135 | 3.11 | 2.0848 | 9.1211 | 0.8 | 0.22 | 5.98 | 3.57 | 7.398 | 0.56 | 0.82 | 37.62 | 5.025 | 8.9 | 0.21 | 2.92 | 0.94 | 2.67 | 5.5 | 2.6 | 3.3942 | 8.9018 | 2.7866 | 3.9238 | 0.10125 | 4.5603 | 0.216 | 0.33 | 1.1166 | 2.83 | 0.15 | 0.5 | 0.29 | 1.97 | 2.39 | 0.72 | 130.95
CIEQGRA02B01C01 | Grouting; Epoxy Grout |  | m3 | [5 empty] | 21.5 | [11 empty] | 11.15 | [6 empty] | 70.65 | [24 empty] | 0.49 | 0.35
CIEQGRA03B01C01 | Grouting; Sand-cement Grout(mortar) |  | m3 |  |  |  |  | 1.48
CIEQJOA01B01C02 | Joint; Expansion Joint; without Dowel Bar; Conc. Thk. : 150 mm with joint sealant & filler |  | m | [15 empty] | 67.4 | [12 empty] | 10.15 |  |  |  | 6.65 |  |  | 1.4 |  | 5.05
CIEQJOA01B01C03 | Joint; Expansion Joint; without Dowel Bar; Conc. Thk. : 200 mm with joint sealant & filler |  | m | [8 empty] | 25.2 | [18 empty] | 25.88 | [8 empty] | 18.26 |  | 16.15 |  | 8.64 | 13.98
CIEQJOA01B01C04 | Joint; Expansion Joint; without Dowel Bar; Conc. Thk. : 250 mm with joint sealant & filler |  | m | [30 empty] | 16.2
CIEQJOA01B01C05 | Joint; Expansion Joint; without Dowel Bar; Conc. Thk. : Over 250 mm with joint sealant & filler |  | m | [13 empty] | 8.38 |  |  | 62.46 |  |  |  | 99.6 |  |  | 52.4 | [6 empty] | 644.25 | [19 empty] | 1.5 |  |  | 8.25 | 8.25 | 1.8
CIEQJOA01B04C04 | Joint; Expansion Joint; for Dike with Dowel Bar; Conc. Thk. : 250 mm with joint sealant & filler |  | m | [26 empty] | 9.78
CIEQJOA02B01C02 | Joint; Isolation Joint; without Dowel Bar; Conc. Thk. : 150 mm with joint sealant & filler |  | m |  |  | 201.97 | 242.03 | 1465.21 | 43.2 | 877.1 | 20.89 | 4509.72 | 133.34 | 177.16 |  |  | 731 | 706.3 | 3240.22 | 1624.28 | 363.72 |  | 335.06 | 983.37 | 4011.96 | 299.3 | 993.37 | 637.8 | 30.8 | 804.7 | 1389.6 | 1214.09 | 163.72 | 1342.49 | 377 | 596.28 | 164.48 | 206.91 | 264.17 | 684.36 | 756.71 | 941.83 | 45.87 | 376.6497 | 993.2641 | 260.81 | 285.48 | 62.9 | 338.8 | 24 | 23.88 | 148.792 | 236.85 | 76.6 | 78 | 66 | 288.86 | 306.53 | 155.48 | 514.22
CIEQJOA02B01C03 | Joint; Isolation Joint; without Dowel Bar; Conc. Thk. : 200 mm with joint sealant & filler |  | m | [26 empty] | 173.8
CIEQJOA03B01C01 | Joint; Contraction Joint(Control Joint); Saw Cut with Sealant |  | m | [8 empty] | 92.25 |  |  |  |  | 40.13 |  | 301.95 | 320.86 |  |  |  | 372.8 |  |  | 134.7 |  |  |  | 118.3 | 42.2 |  | 482.7 |  | 27.9 |  |  | 5 | 70.28 | 25.58 | 73.32 |  | 31.36 | 26.36 | [8 empty] | 3.6 |  |  | 35.25 | 35.25 | 4.8
CIEQWSA01B02C01 | Water Stop; PVC; Width : 150 mm; with Bulb |  | m | [8 empty] | 133.6 | [17 empty] | 19.2 | 26.4 | 19.2 |  | 6.4 |  | 12.8
CIEQWSA01B03C01 | Water Stop; PVC; Width : 200 mm; with Bulb |  | m |  | 10
CIEQMTA01B01C01 | Metal Works; Embedded Steel; HDG; Supply & Installation |  | Ton | [8 empty] | 0.56 | 0.1 | 0.52 |  |  | 1.61 |  | 3.21 |  | 0.45 |  | 0.07 | 0.58481 | 1.7394 | 0.13989 | 2.2316 | 5 | 0.10103 |  | 1.36 | 2.65 | 0.51 | 2.832 |  | 0.54 | [23 empty] | 1.8489
CIEQMTA02B01C01 | Metal Works; Checkered Plate; HDG; Supply & Installation |  | Ton | [8 empty] | 23.4 | [17 empty] | 0.6 |  |  | 0.25434 | [26 empty] | 518.63
CIEQMTA03B04C01 | Metal Works; Ladder; HDG/Painted; Supply & Installation |  | Ton |  | 1
CIEQMTA04B04C01 | Metal Works; Cage Ladder; HDG/Painted; Supply & Installation |  | Ton | [8 empty] | 0.57057
CIEQMTA05B04C01 | Metal Works; Hand Rail; HDG/Painted; Supply & Installation |  | Ton | [8 empty] | 6.8445 | [6 empty] | 0.837 |  | 2.5799 |  |  |  | 3.9546 |  |  | 5.704 | 2.9055 |  |  | 2.3769 | 7.116 |  |  | 2.3946 |  |  |  | 1.8178 | 3.6336 | 3.6336 | [10 empty] | 0.798 |  |  |  | 1.47 | 2.001 | 0.8205
CIEQMTA06B01C01 | Metal Works; Step Iron; HDG; Supply & Installation |  | Ton |  | 1
CIEQMTA07B01C01 | Metal Works; Misc. Steel; HDG; Supply & Installation |  | Ton | [8 empty] | 0.6 | [20 empty] | 2.412 | 4.3
CIEQMTA08B01C02 | Metal Works; Anchor Bolt; HDG; Supply & Installation |  | Ton |  |  | 0.1 | 13.2 | 0.09 |  | 9.63 | 0.09 | 6.02 | 0.56 |  |  |  | 0.13 | 1.36 | 12.8 |  | 0.86 |  | 1.25 | 0.46 | 3.04 | 0.98604 | 2.5 | 0.27 | 0.11 | 2.16 | 3.53 | 1.17 | 0.66 | 1.12 | 0.2 | 1.06 | 0.36 | 0.27 | 0.1 | 0.3 | 0.78 | 0.97 | 0.08 | 0.90313 | 62.5635 | 1.008 | 0.70745 | 0.088308 | 4.5081 | 0.15853 | 0.01 | 0.30138 | 0.61 | 0.07 | 0.05 | 0.85 | 0.4 | 0.52 | 0.09 | 8.18
CIEQMTA10B01C03 | Metal Works; Grating with Frame; Hot Dip Galvanized; I-Bar |  | Ton | [8 empty] | 0.14527 | [17 empty] | 2.52 | 7.3 | 4.92 |  | 0.33 |  | 2.38 | [16 empty] | 1.1306
CIEQMTA13B02C01 | Metal Works; Others; Chemical bolt; 10 mm ≤ DIA. < 16 mm |  | EA | [41 empty] | 300
CIEQMTA13B02C02 | Metal Works; Others; Chemical bolt; DIA. ≥ 16mm |  | EA | [17 empty] | 26 | [12 empty] | 90
CIEQMTA14B01C01 | Metal Works; Sleeve Pipe with filling material(with Ring Plate); HDG |  | Ton | [21 empty] | 1.08
CIEQABA01B01C01 | Anchor BOX |  | EA |  |  |  | 14 | 18 |  |  |  | 138 | 12 |  |  |  | 28 |  |  |  | 106 |  |  | 16 | 4 |  | 20 | 20 |  | 660 | 28 | 12 |  |  |  | 22 | 74 |  | 42 |  | 30 | 30 |  | 24 | 16 | 72 | 90 |  | 36 |  |  | 12 | [7 empty] | 10
CIEQCBA01B01C01 | Concrete Brick; Concrete Brick |  | m3 | [8 empty] | 35.79 | [18 empty] | 8.08 | 11.55 |  | 8.75 | [10 empty] | 13.275
CIEQPRA01B01C01 | Precast Concrete(Rebar, Form, Including All Accessories, etc.); Item-1; Type-1 |  | m3 | [49 empty] | 3.05
CIEQOTA01B01C02 | Others(Misc. Items); Item-1; Type-1; Unit-2 |  | m2 |  | 10
CIEQOTA01B02C06 | Others(Misc. Items); Item-1; Type-2; Unit-6 |  | ea | [22 empty] | 16
CIEQOTA05B05C02 | Others(Misc. Items); Item-5; Type-5; Unit-2 |  | m2 |  | 10
CIEQOTA07B02C02 | Others(Misc. Items); Item-7; Type-2; Unit-2 |  | m2 | [15 empty] | 20.16 |  | 23.04 |  |  |  | 5.76 |  |  | 5.76 | [29 empty] | 2.88
CIEQOTA08B01C02 | Others(Misc. Items); Item-8; Type-1; Unit-2 |  | m2 |  | 10
CIEQOTA09B01C01 | Others(Misc. Items); Item-9; Type-1; Unit-1 |  | m | [15 empty] | 162.181 | [17 empty] | 76.7805 |  | 27.9602 | 19.4779 | 18.8496 | 145.3301 | 31.4 | 142 | 383.1172 | 43.6053 | 35.8142 |  |  |  | 20.1062 | 16.0221
CIEQOTA09B01C02 | Others(Misc. Items); Item-9; Type-1; Unit-2 |  | m3 |  | 10
CIEQOTA09B01C03 | Others(Misc. Items); Item-9; Type-1; Unit-3 |  | m3 | [40 empty] | 8.2498 | 64.8905 | 1.7646 | 1.2759 |  |  |  | 1.6085 | 1.0214
CIEQOTA09B02C01 | Others(Misc. Items); Item-9; Type-2; Unit-1 |  | m | [40 empty] | 40 | 36 | 20 | 16 |  |  |  | 4 | 4 | 18 |  |  |  | 12 | 12 | 12 | 18
UG Underground Structure
CIUGEXA01B01C01 | Excavation; By Machine; Normal |  | m3 |  |  |  | 50.06 | 403.1 | 889.6 |  |  | 2597.74 |  | 22.59 | 13712.04 | 8981.07 |  |  | 2680.4 | 551.93 | 593.68 | [5 empty] | 1161.33 |  | 205.22 | [6 empty] | 44.37 |  | 143.35 | 3.4 | 347.06 | 296.97 | 1156.52 | [5 empty] | 21.91 |  |  |  | 2100.72 | 145.98 | 59.15 | 41.74 |  | 55.6 | 55.6 | 53.16 | 22.02
CIUGEXA01B02C01 | Excavation; By Machine; Weathered Rock |  | m3 |  | 10
CIUGEXA01B03C01 | Excavation; By Machine; Hard Rock |  | m3 |  | 10
CIUGEXA01B04C01 | Excavation; By Machine; Limestone |  | m3 |  | 10
CIUGDIA01B03C01 | Disposal; Normal Soil; Distance ≥ 20 km |  | m3 |  |  |  | 17.14 | 153.45 | 296 |  |  | 1121.05 |  | 6.89 | 10370.68 | 1663.04 |  |  | 545.62 | 387.68 | 404.34 | [5 empty] | 796.34 |  | 78.52 | [6 empty] | 31.14 |  | 52.23 | 0.61 | 115.34 | 119.7 | 732.89 | [5 empty] | 7.04 |  |  |  | 2100.72 | 54.06 | 12.13 | 9.47 |  | 22.68 | 22.68 | 20.86 | 7.35
CIUGBKA01B01C01 | Backfill(with Compaction); Excavated Soil |  | m3 |  |  |  | 32.92 | 249.65 | 593.6 |  |  | 1476.69 |  | 15.7 | 3341.36 | 7318.03 |  |  | 2134.78 | 164.25 | 189.34 | [14 empty] | 13.23 |  | 91.12 | 2.79 | 231.72 | 177.27 | 423.63 | [10 empty] | 91.92 | 47.02 | 32.27 |  | 32.92 | 32.92 | 32.3 | 14.67
CIUGBKA02B01C01 | Backfill(with Compaction); Imported Soil |  | m3 | [23 empty] | 364.99 |  | 126.7 | [18 empty] | 14.87
CIUGFIA01B01C01 | Earth fill; Clean Sand |  | m3 | [8 empty] | 167.99 | [14 empty] | 595.57
CIUGFIA02B01C01 | Earth fill; Structural Fill |  | m3 | [48 empty] | 196.35
CIUGFIA05B01C01 | Earth fill; Crushed Stone(Gravel) |  | m3 | [15 empty] | 7.04 | [22 empty] | 5.85 | [9 empty] | 5.85
CIUGFIA07B01C01 | Earth fill; Compacted Sand |  | m3 | [12 empty] | 404.6263 |  |  | 113.6307 | [16 empty] | 30.4331
CIUGSRA01B01C01 | Soil Reinforcement; Geotextile |  | m2 | [38 empty] | 1105.39 | [9 empty] | 2006.3756
CIUGSRA02B01C01 | Soil Reinforcement; Geogrid |  | m2 | [48 empty] | 2006.3756
CIUGCOA02B01C02 | Structural Concrete - Material only; Fck = 25 MPa; Cement Type I; with Micro Silica |  | m3 | [17 empty] | 572.614
CIUGCOA05B01C02 | Structural Concrete - Material only; Fck = 35 MPa; Cement Type I; with Micro Silica |  | m3 |  |  |  | 12.78 | 81.01 | 167.2 |  |  | 669.29 |  | 3.16 | 496.37 | 665.35 |  |  | 246.05 | 118.72 | [6 empty] | 271.24 |  | 52.68 | [8 empty] | 38.9 | 0.39 | 56.51 | 63.64 | 76.5 | [5 empty] | 4.58 |  |  |  |  | 30.18 | 5.74 | 6.84 |  | 13.37 | 13.37 | 14.11 | 4.1
CIUGLCA02B01C01 | Lean Concrete - Material only; 15 MPa ≤ Fck < 20 MPa; Cement Type I |  | m3 |  |  |  | 1.39 | 15.71 | 24 |  |  | 38.54 |  | 0.23 | 278.19 | 45.2 |  |  | 29.24 | 15.6 | 18.63 | [5 empty] | 8.41 |  | 4.34 | [8 empty] | 3.47 |  | 6.79 | 14.27 | 14.73 | [5 empty] | 0.24 |  |  |  |  | 3.67 | 0.53 | 0.95 |  | 1.63 | 1.63 | 1.62 | 0.6
CIUGC1A01B01C01 | Concrete Pouring - Construction only; Equipment Foundation & Footing |  | m3 |  |  |  |  | 11.29 | [11 empty] | 36.08
CIUGC1A04B01C01 | Concrete Pouring - Construction only; Wall |  | m3 |  |  |  |  | 17.64 | [11 empty] | 32.47
CIUGC1A05B01C01 | Concrete Pouring - Construction only; Slab w/ Beam & Girder |  | m3 |  |  |  |  | 7.53 | [11 empty] | 36.08
CIUGC1A07B01C01 | Concrete Pouring - Construction only; Manhole & Catch Basin |  | m3 |  |  |  | 1.57 |  | 167.2 |  |  | 257.47 |  | 3.16 | 63.19 | 557.14 |  |  | 186.59 | 14.1 | 572.614 | [16 empty] | 19.67 | 0.39 | 10.13 | 7.14 | 6.96 | [5 empty] | 4.58 |  |  |  |  | 4.76 | 3.37 | 2.7 |  | 3.5 | 3.5 | 5.22
CIUGC1A08B01C01 | Concrete Pouring - Construction only; Ditch & Canal |  | m3 |  |  |  | 11.21 | 44.55 |  |  |  | 314.05 | [6 empty] | 59.46 | [7 empty] | 271.24 |  | 52.68 | [8 empty] | 19.23 |  | 46.38 | 56.5 | 69.54 | [10 empty] | 25.42 | 2.37 | 4.14 |  | 9.87 | 9.87 | 8.89 | 4.1
CIUGC1A09B01C01 | Concrete Pouring - Construction only; Duct Bank |  | m3 | [8 empty] | 97.77 |  |  | 433.18 | 108.21
CIUGC1A10B01C01 | Concrete Pouring - Construction only; Lean Concrete |  | m3 |  |  |  | 1.39 | 15.71 | 24 |  |  | 38.54 |  | 0.23 | 278.19 | 45.2 |  |  | 29.24 | 15.6 | 18.63 | [5 empty] | 8.41 |  | 4.34 | [8 empty] | 3.47 |  | 6.79 | 14.27 | 14.73 | [5 empty] | 0.24 |  |  |  |  | 3.67 | 0.53 | 0.95 |  | 1.63 | 1.63 | 1.62 | 0.6
CIUGC1A13B03C01 | Concrete Pouring - Construction only; Concrete Lining; Thickness = 100 mm |  | m3 |  | 10
CIUGREA02B01C01 | Reinforcing Bar - Material only; Un-coated Bar; 400 MPa ≤ Fy ≤ 422 Mpa; Deformed |  | Ton |  |  |  | 1.26 | 8.12 | 20 |  |  | 59.37 |  | 0.28 | 22.77 | 76.95 |  |  | 30.89 | 12.14 | 68.7 | [5 empty] | 27.12 |  | 5.26 | [8 empty] | 3.31 | 0.04 | 4.62 | 5.17 | 6.19 | [5 empty] | 0.55 |  |  |  |  | 2.68 | 0.49 | 0.57 |  | 1.11 | 1.11 | 1.17 | 0.33
CIUGR1A01B01C01 | Reinforcing Bar Fabrication - Construction only |  | Ton |  |  |  | 1.26 | 8.12 | 20 |  |  | 59.37 |  | 0.28 | 22.77 | 76.95 |  |  | 30.89 | 12.14 | 68.7 | [5 empty] | 27.12 |  | 5.26 | [8 empty] | 3.31 | 0.04 | 4.62 | 5.17 | 6.19 | [5 empty] | 0.55 |  |  |  |  | 2.68 | 0.49 | 0.57 |  | 1.11 | 1.11 | 1.17 | 0.33
CIUGR2A01B01C01 | Reinforcing Bar Installation - Construction only; Equipment Foundation & Footing |  | Ton |  |  |  |  | 1.13 | [11 empty] | 3.61
CIUGR2A04B01C01 | Reinforcing Bar Installation - Construction only; Wall |  | Ton |  |  |  |  | 1.76 | [11 empty] | 3.25
CIUGR2A05B01C01 | Reinforcing Bar Installation - Construction only; Slab w/ Beam & Girder |  | Ton |  |  |  |  | 0.76 | [11 empty] | 3.61
CIUGR2A07B01C01 | Reinforcing Bar Installation - Construction only; Manhole & Catch Basin |  | Ton |  |  |  | 0.14 |  | 20 |  |  | 24.07 |  | 0.28 | 5.45 | 72.62 |  |  | 24.94 | 1.68 | 68.7 | [16 empty] | 1.77 | 0.04 | 0.91 | 0.65 | 0.62 | [5 empty] | 0.55 |  |  |  |  | 0.42 | 0.3 | 0.24 |  | 0.32 | 0.32 | 0.46
CIUGR2A08B01C01 | Reinforcing Bar Installation - Construction only; Ditch & Canal |  | Ton |  |  |  | 1.12 | 4.47 |  |  |  | 31.42 | [6 empty] | 5.95 | [7 empty] | 27.12 |  | 5.26 | [8 empty] | 1.54 |  | 3.71 | 4.52 | 5.57 | [10 empty] | 2.26 | 0.19 | 0.33 |  | 0.79 | 0.79 | 0.71 | 0.33
CIUGR2A09B01C01 | Reinforcing Bar Installation - Construction only; Duct Bank |  | Ton | [8 empty] | 3.88 |  |  | 17.32 | 4.33
CIUGFAA01B01C01 | False Work; Scaffolding Work; 1.5 m < H ≤ 10 m |  | m2 | [8 empty] | 1246.09 |  | 27.48 | 22.63 | 2587.01 |  |  | 1336.57 | 423.59 | 1263.91 | [5 empty] | 297.78 |  | 233.1 | [8 empty] | 118.94 |  | 97.28 |  | 67.28 | [5 empty] | 32 | [5 empty] | 32.38 |  |  | 33.9 | 33.9 | 46.66
CIUGFAA02B01C01 | False Work; Support Work; H ≤ 5 m |  | em3
CIUGFAA02B02C01 | False Work; Support Work; H > 5 m |  | em3 | [12 empty] | 48.69 |  |  |  |  | 141.68
CIUGFAA03B01C01 | False Work; Special Support Work |  | em3 |  |  |  |  | 22.05 | [11 empty] | 214.29
CIUGFOA01B01C01 | Form Work; Equipment Foundation & Footing; Flat Type Form |  | m2 |  |  |  |  | 21.65 | [11 empty] | 16.43
CIUGFOA04B01C01 | Form Work; Wall; Flat Type Form |  | m2 |  |  |  |  | 235.88 | [11 empty] | 325.88
CIUGFOA05B01C01 | Form Work; Slab w/ Beam & Girder; Flat Type Form |  | m2 |  |  |  |  | 65.18 | [11 empty] | 175.16
CIUGFOA07B01C01 | Form Work; Manhole & Catch Basin; Flat Type Form |  | m2 |  |  |  | 12.93 |  | 1854.4 |  |  | 1509.07 |  | 25.69 | 533.18 | 3733.77 |  |  | 1783.42 | 107.88 | 1716.4 | [16 empty] | 122.12 | 4.14 | 86.24 | 56.28 | 59.54 | [5 empty] | 34.3 |  |  |  |  | 37.44 | 28.7 | 21.44 |  | 29.98 | 29.98 | 42.18
CIUGFOA07B02C01 | Form Work; Manhole & Catch Basin; Round Type Form |  | m2 | [5 empty] | 37.6 | [6 empty] | 89.71 |  |  |  |  | 0.8
CIUGFOA08B01C01 | Form Work; Ditch & Canal; Flat Type Form |  | m2 |  |  |  | 92.82 | 464.4 |  |  |  | 2927.46 | [6 empty] | 415.88 | [7 empty] | 314.77 |  | 445.2 | [8 empty] | 194.56 |  | 463.58 | 371.59 | 494.8 | [10 empty] | 194.23 | 16.2 | 71.59 |  | 70.2 | 70.2 | 64.8 | 40.5
CIUGFOA09B01C01 | Form Work; Duct Bank; Flat Type Form |  | m2 | [8 empty] | 167.1 |  |  | 1535.62 | 517.52
CIUGPCA01B01C01 | Concrete Protection; for Below Ground; Bitumen Coating |  | m2 |  |  |  | 46.65 | 437.05 | 892.8 |  |  | 2171.09 |  | 15.02 | 341.43 | 2103.07 |  |  | 1185.17 | 369.3 | 312.37 | [5 empty] | 165.88 |  | 164.86 | [8 empty] | 131.13 | 2.7 | 295.56 | 251.56 | 309.31 | [5 empty] | 17.6 |  |  |  |  | 121.5 | 25.78 | 49.75 |  | 48.94 | 48.94 | 50.4 | 22.5
CIUGPCA02B05C01 | Concrete Protection; for Above Ground; Chemical Resistant Resin Coating (Epoxy) |  | m2 |  |  |  | 5.88 |  | 115.2 |  |  | 393.12 |  |  |  | 58.67 |  |  | 128.9 | 2.88 | 541.32 | [7 empty] | 68.26 | [8 empty] | 50.28 |  | 14.04 | 6.48 | 12.24 | [5 empty] | 1.6 | [6 empty] | 5.6 |  | 9.72 | 9.72 | 14.9
CIUGPCA03B05C01 | Concrete Protection; for Internal Protection( inside MH, Sump or Pit, etc.); Chemical Resistant Resin Coating (Epoxy) |  | m2 |  |  |  | 5.92 |  | 716.8 |  |  | 822.2 |  | 13 | 223.59 | 1362.21 |  |  | 667.72 | 44.52 | 905.37 | [16 empty] | 14.44 | 1.8 | 41.72 | 28.6 | 28.7 | [5 empty] | 13.5 |  |  |  |  | 19.04 | 13.89 | 10 |  | 14.45 | 14.45 | 21.12
CIUGPCA03B08C01 | Concrete Protection; for Internal Protection( inside MH, Sump or Pit, etc.); Chemical Resistant Tile |  | m2 |  | 10
CIUGPCA03B09C01 | Concrete Protection; for Internal Protection( inside MH, Sump or Pit, etc.); Chemical Resistant Brick |  | m2 |  | 10
CIUGPCA04B01C01 | Concrete Protection; Paving surface; Bitumen Coating |  | m2 | [38 empty] | 152.13
CIUGPEA02B01C01 | P.E Sheet; T > 0.2 mm; 1 Layer |  | m2 |  |  |  | 18.63 |  | 320 |  |  | 184.89 |  | 4.52 | 230.78 | 16.04 |  |  | 13.25 | [7 empty] | 92.87 | [10 empty] | 69.28 | 1.21 | 135.73 | 190.42 | 196.4 | [10 empty] | 65.39 | 10.6 | 18.89 |  | 32.6 | 32.6 | 32.4 | 12
CIUGLIA01B01C01 | Lining for Containment (Pond, Pit, Dike); HDPE Lining; T : 60 mils(1mils = 0.025mm) |  | m2 | [48 empty] | 17.5
CIUGLIA01B02C01 | Lining for Containment (Pond, Pit, Dike); HDPE Lining; T : 80 mils(1mils = 0.025mm) |  | m2 | [38 empty] | 10.5472
CIUGLIA06B03C01 | Lining for Containment (Pond, Pit, Dike); Marl(Gatch); T : 150 mm |  | m2
CIUGGRA01B01C01 | Grouting; Nonshrink Cement Based Grout |  | m3 |  | 10
CIUGGRA02B01C01 | Grouting; Epoxy Grout |  | m3 | [17 empty] | 1.7355
CIUGGRA03B01C01 | Grouting; Sand-cement Grout(mortar) |  | m3 |  | 10
CIUGJOA01B01C01 | Joint; Expansion Joint; without Dowel Bar; Conc. Thk. : 100 mm with joint sealant & filler |  | m |  | 10
CIUGJOA02B01C01 | Joint; Isolation Joint; without Dowel Bar; Conc. Thk. : 100 mm with joint sealant & filler |  | m |  | 10
CIUGJOA02B01C02 | Joint; Isolation Joint; without Dowel Bar; Conc. Thk. : 150 mm with joint sealant & filler |  | m |  |  |  | 23.45 | 223.2 | 576 |  |  | 1810.57 |  | 7.7 | 265.6 | 791.48 |  |  | 813.4 | 28.8 | 182.12 | [5 empty] | 41.65 |  | 52.5 | [8 empty] | 79.1 | 3.6 | 161.11 | 201.52 | 209.36 | [5 empty] | 8 |  |  |  |  | 107.37 | 19.2 | 66.26 |  | 59.2 | 59.2 | 62.4 | 30
CIUGJOA03B01C01 | Joint; Contraction Joint(Control Joint); Saw Cut with Sealant |  | m |  | 10
CIUGWSA01B02C01 | Water Stop; PVC; Width : 150 mm; with Bulb |  | m |  |  |  | 4.8 | 140 | 528 |  |  | 240.97 |  | 6.9 | 220.8 | 682.38 |  |  | 472.8 | 98.55 | 176 | [16 empty] | 22.6 | 3 | 19.2 | 19.2 | 12.8 | [5 empty] | 7 |  |  |  |  | 12.8 | 6.4 | 9.6 |  | 6.4 | 6.4 | 12.8
CIUGWSA01B03C01 | Water Stop; PVC; Width : 200 mm; with Bulb |  | m |  | 10
CIUGMTA01B01C01 | Metal Works; Embedded Steel; HDG; Supply & Installation |  | Ton |  |  |  | 0.17 |  |  |  |  | 10.57 |  |  |  | 0.15154 |  |  | 1.87 | [18 empty] | 0.31 | 0.07 | [13 empty] | 0.54 | 0.27 | 0.34 |  | 0.29649 | 0.29649 | 0.59299 | 0.026494
CIUGMTA02B01C01 | Metal Works; Checkered Plate; HDG; Supply & Installation |  | Ton | [8 empty] | 1.55 |  | 0.23 |  | 4.1826 |  |  | 5.85 | 0.12
CIUGMTA03B04C01 | Metal Works; Ladder; HDG/Painted; Supply & Installation |  | Ton |  | 1
CIUGMTA04B04C01 | Metal Works; Cage Ladder; HDG/Painted; Supply & Installation |  | Ton |  | 1
CIUGMTA05B04C01 | Metal Works; Hand Rail; HDG/Painted; Supply & Installation |  | Ton | [17 empty] | 0.792
CIUGMTA06B01C01 | Metal Works; Step Iron; HDG; Supply & Installation |  | Ton | [12 empty] | 155.3116 |  |  | 50.6615
CIUGMTA07B01C01 | Metal Works; Misc. Steel; HDG; Supply & Installation |  | Ton | [17 empty] | 9.3014
CIUGMTA08B01C02 | Metal Works; Anchor Bolt; HDG; Supply & Installation |  | Ton |  | 2
CIUGMTA09B02C02 | Metal Works; Welded Wire Fabric; D6 - 150mm x 150mm; Uncoated |  | m2 | [11 empty] | 225.42
CIUGMTA10B01C03 | Metal Works; Grating with Frame; Hot Dip Galvanized; I-Bar |  | Ton | [8 empty] | 24.94 | [6 empty] | 6.92 |  | 0.41 | [7 empty] | 1.86 | [8 empty] | 1.69 |  | 4.27 | 6.28 | 6.53 | [10 empty] | 1.5 | 0.24 | 0.31 |  | 1.04 | 1.04 | 0.85 | 0.39
CIUGMTA11B01C02 | Metal Works; Cast Iron Cover with Frame; Heavy Duty; DIA. 600 |  | Ea |  | 10
CIUGMTA11B01C04 | Metal Works; Cast Iron Cover with Frame; Heavy Duty; DIA. 800 |  | Ea |  | 10 |  |  |  | 80 | [6 empty] | 106
CIUGMTA11B01C05 | Metal Works; Cast Iron Cover with Frame; Heavy Duty; SQ 600 |  | EA |  | 10
CIUGMTA13B02C01 | Metal Works; Others; Chemical bolt; 10 mm ≤ DIA. < 16 mm |  | EA |  | 10
CIUGMTA13B02C02 | Metal Works; Others; Chemical bolt; DIA. ≥ 16mm |  | EA | [17 empty] | 54
CIUGMTA13B03C01 | Metal Works; Others; FRP Ladder |  | m |  | 10
CIUGMTA14B01C01 | Metal Works; Sleeve Pipe with filling material(with Ring Plate); HDG |  | Ton | [5 empty] | 8 |  |  | 0.18 |  |  |  | 20.229 |  |  | 7.41 | 5 | 0.68 | [26 empty] | 0.07
CIUGPIA01B07C01 | Pipe work including fitting; RC; DIA 300 mm; Supply & Installation |  | m | [11 empty] | 74
CIUGPIA01B09C01 | Pipe work including fitting; RC; DIA 400 mm; Supply & Installation |  | m | [11 empty] | 138
CIUGPIA01B11C01 | Pipe work including fitting; RC; DIA 500 mm; Supply & Installation |  | m | [11 empty] | 462
CIUGPIA01B12C01 | Pipe work including fitting; RC; DIA 600 mm; Supply & Installation |  | m | [11 empty] | 58
CIUGPIA01B13C01 | Pipe work including fitting; RC; DIA 700 mm; Supply & Installation |  | m | [11 empty] | 107
CIUGPIA01B14C01 | Pipe work including fitting; RC; DIA 800 mm; Supply & Installation |  | m | [11 empty] | 85
CIUGPIA02B04C01 | Pipe work including fitting; PVC; DIA 150 mm; Supply & Installation |  | m | [12 empty] | 445
CIUGPIA02B05C01 | Pipe work including fitting; PVC; DIA 200 mm; Supply & Installation |  | m | [12 empty] | 55
CIUGPIA02B06C01 | Pipe work including fitting; PVC; DIA 250 mm; Supply & Installation |  | m | [12 empty] | 55
CIUGPIA03B03C01 | Pipe work including fitting; UPVC; DIA 100 mm; Supply & Installation |  | m | [42 empty] | 206.02 | 450.09 |  | 67.13
CIUGPIA03B05C01 | Pipe work including fitting; UPVC; DIA 200 mm; Supply & Installation |  | m | [41 empty] | 31.55
CIUGPIA04B03C01 | Pipe work including fitting; CPVC; DIA 100 mm; Supply & Installation |  | m | [8 empty] | 1288.1 | [23 empty] | 90
CIUGPIA04B05C01 | Pipe work including fitting; CPVC; DIA 200 mm; Supply & Installation |  | m |  | 10
CIUGPIA05B01C01 | Pipe work including fitting; HDPE; DIA 50 mm; Supply & Installation |  | m | [15 empty] | 1.8
CIUGPIA05B03C01 | Pipe work including fitting; HDPE; DIA 100 mm; Supply & Installation |  | m | [15 empty] | 243.1
CIUGPIA05B04C01 | Pipe work including fitting; HDPE; DIA 150 mm; Supply & Installation |  | m | [15 empty] | 169.7
CIUGPIA05B05C01 | Pipe work including fitting; HDPE; DIA 200 mm; Supply & Installation |  | m | [15 empty] | 2
CIUGPIA06B03C01 | Pipe work including fitting; Perforated Drain Pipe; DIA 100 mm; Supply & Installation |  | m |  | 10
CIUGSGA02B01C01 | Sluice gate with Frame; HDG Steel; Rectangular; Size-1 |  | EA | [8 empty] | 3
CIUGGMA01B01C01 | Ground Monitoring Well |  | EA |  | 3
CIUGABA01B01C01 | Anchor BOX |  | EA |  | 10
CIUGPRA01B01C01 | Precast Concrete(Rebar, Form, Including All Accessories, etc.); Item-1; Type-1 |  | m3 |  |  |  |  | 7.68 |  |  |  | 7.8 | [14 empty] | 26.9
CIUGOTA01B01C06 | Others(Misc. Items); Item-1; Type-1; Unit-6 |  | EA |  | 10
CIUGOTA01B05C02 | Others(Misc. Items); Item-1; Type-5; Unit-2 |  | m2 | [38 empty] | 1042.73 | [9 empty] | 2006.3756
CIUGOTA01B06C02 | Others(Misc. Items); Item-1; Type-6; Unit-2 |  | m2 | [38 empty] | 1074.06 | [9 empty] | 2006.3756
CIUGOTA01B07C02 | Others(Misc. Items); Item-1; Type-7; Unit-2 |  | m2 | [38 empty] | 1042.73
EI Electrical & Instrument Civil Works
CIEIEXA01B01C01 | Excavation; By Machine; Normal |  | m3 | [5 empty] | 13021.78 |  |  | 56.12 |  | 52.49 |  |  | 1956.3 | 940.86 |  |  | 101.15 | 44452.35 | [6 empty] | 79.41 | [7 empty] | 36.93 | 27.25 | 46.04 |  | 10.87 | 5.63 | [10 empty] | 32.98 |  |  |  | 8.02 | 8.02 | 8.02 | 424.66
CIEIEXA01B02C01 | Excavation; By Machine; Weathered Rock |  | m3 |  | 10
CIEIEXA01B03C01 | Excavation; By Machine; Hard Rock |  | m3 |  | 10
CIEIEXA01B04C01 | Excavation; By Machine; Limestone |  | m3 |  | 10
CIEIDIA01B03C01 | Disposal; Normal Soil; Distance ≥ 20 km |  | m3 | [5 empty] | 1051.68 |  |  | 27.12 |  | 6.88 |  |  | 432.11 | 650.76 |  |  | 39.6 | 8368.99 | [6 empty] | 48.99 | [7 empty] | 22.32 | 16.47 | 27.83 |  | 6.57 | 3.4 | [10 empty] | 14.96 |  |  |  | 4.85 | 4.85 | 4.85 | 101.32
CIEIBKA01B01C01 | Backfill(with Compaction); Excavated Soil |  | m3 |  | 10 |  |  |  | 11970.1 |  |  | 29 |  | 45.61 |  |  | 1524.19 | 290.1 |  |  | 61.55 | 36083.36 | [6 empty] | 30.42 | [7 empty] | 14.61 | 10.78 | 18.21 |  | 4.3 | 2.23 | [10 empty] | 18.02 |  |  |  | 3.17 | 3.17 | 3.17 | 323.34
CIEIBKA02B01C01 | Backfill(with Compaction); Imported Soil |  | m3 |  | 10
CIEIFIA01B01C01 | Earth fill; Clean Sand |  | m3 |  | 10
CIEIFIA05B01C01 | Earth fill; Crushed Stone(Gravel) |  | m3 | [5 empty] | 187.8 | [12 empty] | 28.69 | [30 empty] | 0.75 | [6 empty] | 11.18
CIEIFIA07B01C01 | Earth fill; Compacted Sand |  | m3 | [14 empty] | 519.8313 |  |  |  | -0.0010736 | [14 empty] | 21.81 | 16.1 | 27.2 |  | 6.42 | 3.32 | [10 empty] | 11.88 |  |  |  | 4.74 | 4.74 | 4.74
CIEICOA02B01C02 | Structural Concrete - Material only; Fck = 25 MPa; Cement Type I; with Micro Silica |  | m3 | [17 empty] | 20.32
CIEICOA04B01C02 | Structural Concrete - Material only; Fck = 30 MPa; Cement Type I; with Micro Silica |  | m3 | [18 empty] | 6215.74
CIEICOA05B01C02 | Structural Concrete - Material only; Fck = 35 MPa; Cement Type I; with Micro Silica |  | m3 | [5 empty] | 645.66 |  |  | 20.27 |  | 5.87 |  |  | 336.22 | 47.69 | [10 empty] | 61.69 | [23 empty] | 0.89 | [6 empty] | 46.72
CIEILCA02B01C01 | Lean Concrete - Material only; 15 MPa ≤ Fck < 20 MPa; Cement Type I |  | m3 | [5 empty] | 62.6 |  |  | 1.2 |  |  |  |  | 21.1 | 6.96 |  |  | 1.73 | 510.63 | [6 empty] | 2.39 | [23 empty] | 0.25 | [6 empty] | 3.73
CIEIC1A01B01C01 | Concrete Pouring - Construction only; Equipment Foundation & Footing |  | m3 | [18 empty] | 76.58
CIEIC1A02B01C01 | Concrete Pouring - Construction only; Pedestal |  | m3 | [18 empty] | 213.84
CIEIC1A07B01C01 | Concrete Pouring - Construction only; Manhole & Catch Basin |  | m3 | [13 empty] | 51.45 | 47.69 |  |  | 20.32 | 168.28 | [6 empty] | 61.69 | [30 empty] | 20.82
CIEIC1A09B01C01 | Concrete Pouring - Construction only; Duct Bank |  | m3 | [5 empty] | 645.66 |  |  | 20.27 |  | 5.87 |  |  | 284.77 |  |  |  |  | 5757.04 | [30 empty] | 0.89 | [6 empty] | 25.9
CIEIC1A10B01C01 | Concrete Pouring - Construction only; Lean Concrete |  | m3 | [5 empty] | 62.6 |  |  | 1.2 |  |  |  |  | 21.1 | 6.96 |  |  | 1.73 | 510.63 | [6 empty] | 2.39 | [23 empty] | 0.25 | [6 empty] | 3.73
CIEIREA02B01C01 | Reinforcing Bar - Material only; Un-coated Bar; 400 MPa ≤ Fy ≤ 422 Mpa; Deformed |  | Ton | [5 empty] | 25.83 |  |  | 0.81 |  | 0.23 |  |  | 16.03 | 4.25 |  |  | 1.83 | 279.11 | [6 empty] | 5.55 | [23 empty] | 0.04 | [6 empty] | 3.54
CIEIR1A01B01C01 | Reinforcing Bar Fabrication - Construction only |  | Ton | [5 empty] | 25.83 |  |  | 0.81 |  | 0.23 |  |  | 16.03 | 4.25 |  |  | 1.83 | 279.11 | [6 empty] | 5.55 | [23 empty] | 0.04 | [6 empty] | 3.54
CIEIR2A01B01C01 | Reinforcing Bar Installation - Construction only; Equipment Foundation & Footing |  | Ton | [18 empty] | 7.61
CIEIR2A02B01C01 | Reinforcing Bar Installation - Construction only; Pedestal |  | Ton | [18 empty] | 21.11
CIEIR2A07B01C01 | Reinforcing Bar Installation - Construction only; Manhole & Catch Basin |  | Ton | [13 empty] | 4.65 | 4.25 |  |  | 1.83 | 20.14 | [6 empty] | 5.55 | [30 empty] | 2.5
CIEIR2A09B01C01 | Reinforcing Bar Installation - Construction only; Duct Bank |  | Ton | [5 empty] | 25.83 |  |  | 0.81 |  | 0.23 |  |  | 11.38 |  |  |  |  | 230.25 | [30 empty] | 0.04 | [6 empty] | 1.04
CIEIFAA01B01C01 | False Work; Scaffolding Work; 1.5 m < H ≤ 10 m |  | m2 | [13 empty] | 374.4 | 88.12 |  |  |  | 5105.92 | [6 empty] | 60.2 | [30 empty] | 117.76
CIEIFAA02B01C01 | False Work; Support Work; H ≤ 5 m |  | em3
CIEIFOA01B01C01 | Form Work; Equipment Foundation & Footing; Flat Type Form |  | m2 | [18 empty] | 97.44
CIEIFOA02B01C01 | Form Work; Pedestal; Flat Type Form |  | m2 | [18 empty] | 1098.07
CIEIFOA07B01C01 | Form Work; Manhole & Catch Basin; Flat Type Form |  | m2 | [13 empty] | 356.4 | 338.76 |  |  | 125.98 | 1367.35 | [6 empty] | 60.11 | [30 empty] | 154.52
CIEIFOA07B02C01 | Form Work; Manhole & Catch Basin; Round Type Form |  | m2 | [56 empty] | 0.28
CIEIFOA09B01C01 | Form Work; Duct Bank; Flat Type Form |  | m2 | [5 empty] | 2009.6 |  |  | 33.12 |  | 16.86 |  |  | 444.85 |  |  |  |  | 11805.74 | [30 empty] | 7.68 | [6 empty] | 32.21
CIEIPCA01B01C01 | Concrete Protection; for Below Ground; Bitumen Coating |  | m2 | [5 empty] | 3004.8 |  |  | 50.4 |  | 29.76 |  |  | 821.85 | 192.56 |  |  | 72.36 | 22147.49 | [6 empty] | 40.77 | [23 empty] | 10.77 | [6 empty] | 142.95
CIEIPCA02B05C01 | Concrete Protection; for Above Ground; Chemical Resistant Resin Coating (Epoxy) |  | m2 | [17 empty] | 7.47 | 76.33 | [6 empty] | 14.17 | [30 empty] | 2.72
CIEIPCA03B05C01 | Concrete Protection; for Internal Protection( inside MH, Sump or Pit, etc.); Chemical Resistant Resin Coating (Epoxy) |  | m2 | [13 empty] | 177.75 | 204.95 |  |  |  | 559.93 | [37 empty] | 70.84
CIEIPEA02B01C01 | P.E Sheet; T > 0.2 mm; 1 Layer |  | m2 | [8 empty] | 24 |  |  |  |  | 318.4 | 93.25 |  |  |  | 35.94
CIEIGRA01B01C01 | Grouting; Nonshrink Cement Based Grout |  | m3 | [18 empty] | 3.99
CIEIJOA02B01C01 | Joint; Isolation Joint; without Dowel Bar; Conc. Thk. : 100 mm with joint sealant & filler |  | m |  | 10
CIEIJOA02B01C02 | Joint; Isolation Joint; without Dowel Bar; Conc. Thk. : 150 mm with joint sealant & filler |  | m | [13 empty] | 114 | 119 |  |  | 52 | 841.2 | [6 empty] | 21.8 | [30 empty] | 27.2
CIEIWSA01B02C01 | Water Stop; PVC; Width : 150 mm; with Bulb |  | m | [8 empty] | 6 |  | 2.72 |  |  | 164.4 | 111 |  |  | 46.6 | 3091.9 | [6 empty] | 13.8 | [30 empty] | 25.6
CIEIMTA01B01C01 | Metal Works; Embedded Steel; HDG; Supply & Installation |  | Ton | [14 empty] | 1.18
CIEIMTA02B01C01 | Metal Works; Checkered Plate; HDG; Supply & Installation |  | Ton | [13 empty] | 3.3 | 4.13 |  |  | 1.23 | 1.44
CIEIMTA08B01C02 | Metal Works; Anchor Bolt; HDG; Supply & Installation |  | Ton | [18 empty] | 2.85
CIEIMTA11B01C02 | Metal Works; Cast Iron Cover with Frame; Heavy Duty; DIA. 600 |  | Ea | [56 empty] | 4
CIEIMTA13B02C01 | Metal Works; Others; Chemical bolt; 10 mm ≤ DIA. < 16 mm |  | EA |  | 10
CIEIMTA13B02C02 | Metal Works; Others; Chemical bolt; DIA. ≥ 16mm |  | EA |  | 10
CIEIMTA14B01C01 | Metal Works; Sleeve Pipe with filling material(with Ring Plate); HDG |  | Ton |  | 1 | [54 empty] | 0.24
CIEICUA01B02C01 | Conduit for Duct Bank Including fitting and fixing accessories; PVC; DIA 150 mm |  | m |  | 10
CIEICUA01B03C01 | Conduit for Duct Bank Including fitting and fixing accessories; PVC; DIA 200 mm |  | m | [10 empty] | 32
CIEICUA02B02C01 | Conduit for Duct Bank Including fitting and fixing accessories; UPVC; DIA 150 mm |  | m | [13 empty] | 180 |  |  |  |  | 10064
CIEICUA02B03C01 | Conduit for Duct Bank Including fitting and fixing accessories; UPVC; DIA 200 mm |  | m | [8 empty] | 180 |  |  |  |  | 733 |  |  |  |  | 39667
CIEICTA01B01C01 | Cable Protection tile; Red Tile |  | m |  | 10
CIEIWAA01B02C01 | Conduit Penetration Waterproofing Seal; PVC; DIA 150 mm |  | EA | [20 empty] | 172
CIEIWTA01B01C01 | Warning Tape |  | m |  | 10
CIEIOTA01B01C01 | Others(Misc. Items); Item-1; Type-1; Unit-1 |  | m | [5 empty] | 1194
CIEIOTA01B02C01 | Others(Misc. Items); Item-1; Type-2; Unit-1 |  | m | [5 empty] | 58
CIEIOTA02B01C01 | Others(Misc. Items); Item-2; Type-1; Unit-1 |  | m | [13 empty] | 322 | 1911.12 | [34 empty] | 20.7634
CIEIOTA02B02C01 | Others(Misc. Items); Item-2; Type-2; Unit-1 |  | m |  |  |  | 47 | [10 empty] | 2220
CIEIOTA02B03C01 | Others(Misc. Items); Item-2; Type-3; Unit-1 |  | m | [33 empty] | 114.9695 | 63.8233 | 106.8759 |  | 38.0998 | 24.9023 | [10 empty] | 26.1623 |  |  |  | 15.8874 | 15.8874 | 16.7137
PV Road & Paving
CIPVEXA01B01C01 | Excavation; By Machine; Normal |  | m3 |  |  |  | 174.33 | 197.45 |  |  |  | 559.88 | 76.63 |  | 190.06 |  | 42 | 594.49 | 2818.12 |  | 77.64 | 501868080.23 | 3.57 | 2.71 | 58.89 | 224.53 | 39.66 |  |  | 398.18 | 1171.75 | 269.11 |  | 635.47 |  | 162.02 |  | 170.65 | 6.36 | 361.66 | 272.77 | 682.84 |  | 742.2 | 1358.17 | 633.31 | 528.52 |  | 1597.79 |  |  | 8.35 | 14.55 | 20.21 |  |  | 8.87 | 8.87
CIPVEXA01B02C01 | Excavation; By Machine; Weathered Rock |  | m3
CIPVDIA01B03C01 | Disposal; Normal Soil; Distance ≥ 20 km |  | m3 |  |  |  | 150.12 | 173.28 |  |  |  | 529.26 | 61.31 |  | 8.6 |  | 11.94 | 26.9 | 2384.26 |  | 32.77 | 26658884.62 | 2.66 | 2.13 | 40.48 | 38.73 | 17.06 |  |  | 329.82 | 1013 | 193.9 |  | 509.58 |  | 119.15 |  | 125.29 | 4.27 | 194.33 | 213.92 | 305.42 |  | 412.88 | 889.44 | 318.71 | 331.15 |  | 1137.19 |  |  | 5.94 |  | 16.62 |  |  | 1.07 | 1.07
CIPVBKA01B01C01 | Backfill(with Compaction); Excavated Soil |  | m3 |  |  |  | 24.21 | 24.17 |  |  |  | 30.62 | 15.32 |  | 181.46 |  | 30.06 | 567.59 | 433.86 |  | 44.87 | 475209195.61 | [7 empty] | 68.36 | 158.75 | 75.21 |  | 125.89 |  | 42.87 |  | 45.36 | 2.09 | 167.33 | 58.85 | 377.42 | [10 empty] | 14.55 | 3.59 |  |  | 7.8 | 7.8
CIPVBKA02B01C01 | Backfill(with Compaction); Imported Soil |  | m3 | [19 empty] | 0.91 | 0.58 | 18.41 | 231.3825 | 22.6 | [16 empty] | 329.32 | 468.73 | 319.54 | 197.37 |  | 460.6 |  |  | 2.41
CIPVFIA02B01C01 | Earth fill; Structural Fill |  | m3 | [30 empty] | 52.1
CIPVFIA05B01C01 | Earth fill; Crushed Stone(Gravel) |  | m3 |  |  |  | 150.12 | 173.28 |  |  |  |  | 61.31 | [7 empty] | 13.1
CIPVCOA05B01C02 | Structural Concrete - Material only; Fck = 35 MPa; Cement Type I; with Micro Silica |  | m3 |  |  | 104.53 | 31.36 | 35.37 |  |  |  | 1547.42 | 23.4 |  | 8.6 |  | 63.3 | 26.9 | 899.27 |  | 388.53 | 24133.68 | 7.37 | 33.93 | 112.75 | 228.2336 | 44.306 |  | 86.62 | 336.25 | 1013 | 193.9 | 79.5 | 579.27 |  | 119.15 |  | 136.05 | 4.27 | 194.88 | 213.92 | 305.42 |  | 314.65 | 643.37 | 246.69 | 256.43 |  | 829.69 |  |  | 4.37 | 1034.29 | 18.78 |  |  | 181.7 | 181.7 | 39.84 | 182.36
CIPVLCA02B01C01 | Lean Concrete - Material only; 15 MPa ≤ Fck < 20 MPa; Cement Type I |  | m3 | [8 empty] | 493.41 |  |  |  |  | 13.25 |  |  |  | 5.24 |  | 2.66 | 2.13 | 37.97 | 33.674 | 14.38 | [16 empty] | 65.18 | 165.97 | 54.19 | 72.23 |  | 242.58 |  |  | 1.57
CIPVC1A01B01C01 | Concrete Pouring - Construction only; Equipment Foundation & Footing |  | m3 |  |  | 0.23 | 0.62 |  |  |  |  | 5.45 |  |  | 8.6 |  | 9.11 | 26.9 | 15.2 |  | 48.07 |  |  |  | 36.48 | 16.698 | 16.34 |  |  | 40.45 |  | 22.44 |  | 34.32 |  | 12.89 | [7 empty] | 36.07 | 29.05 | 22.47 | 15.17 |  | 32.44 |  |  |  | 58.17 | 2.16 |  |  | 62.1 | 62.1 | 2.46
CIPVC1A02B01C01 | Concrete Pouring - Construction only; Pedestal |  | m3 | [13 empty] | 20.25 | [20 empty] | 6.78 | [14 empty] | 10.47
CIPVC1A05B01C01 | Concrete Pouring - Construction only; Slab w/ Beam & Girder |  | m3 | [22 empty] | 45.8506
CIPVC1A07B01C01 | Concrete Pouring - Construction only; Manhole & Catch Basin |  | m3 | [40 empty] | 12.68 | 21.05 | 22.64 | 11.99 |  | 12
CIPVC1A08B01C01 | Concrete Pouring - Construction only; Ditch & Canal |  | m3 | [17 empty] | 37.64 | [22 empty] | 103.54 | 155.87 | 77.96 | 22.83 |  | 99.79
CIPVC1A10B01C01 | Concrete Pouring - Construction only; Lean Concrete |  | m3 | [8 empty] | 493.41 |  |  |  |  | 13.25 |  |  |  | 5.24 |  | 2.66 | 2.13 | 37.97 | 33.674 | 14.38 | [16 empty] | 65.18 | 165.97 | 54.19 | 72.23 |  | 242.58 |  |  | 1.57
CIPVREA02B01C01 | Reinforcing Bar - Material only; Un-coated Bar; 400 MPa ≤ Fy ≤ 422 Mpa; Deformed |  | Ton |  |  | 10.45 | 3.13 | 3.54 |  |  |  | 155.31 | 2.34 |  | 0.86 |  | 7.22 | 2.69 | 1.52 |  | 39.05 |  | 0.73 | 3.39 | 11.29 | 22.82 | 4.4 |  | 8.66 | 33.62 | 101.3 | 19.39 | 7.96 | 57.91 |  | 11.92 |  | 13.97 | 0.43 | 19.49 | 21.39 | 30.54 |  | 31.36 | 64.13 | 24.46 | 25.54 |  | 82.85 |  |  | 0.44 | 103.94 | 1.88 |  |  | 18.16 | 18.16 | 3.99 | 18.23
CIPVR1A01B01C01 | Reinforcing Bar Fabrication - Construction only |  | Ton |  |  | 10.45 | 3.13 | 3.54 |  |  |  | 155.31 | 2.34 |  | 0.86 |  | 7.22 | 2.69 | 1.52 |  | 39.05 |  | 0.73 | 3.39 | 11.29 | 22.82 | 4.4 |  | 8.66 | 33.62 | 101.3 | 19.39 | 7.96 | 57.91 |  | 11.92 |  | 13.97 | 0.43 | 19.49 | 21.39 | 30.54 |  | 31.36 | 64.13 | 24.46 | 25.54 |  | 82.85 |  |  | 0.44 | 103.94 | 1.88 |  |  | 18.16 | 18.16 | 3.99 | 18.23
CIPVR2A01B01C01 | Reinforcing Bar Installation - Construction only; Equipment Foundation & Footing |  | Ton |  |  | 52.17 | 20.28 | 23.31 |  |  |  | 993.23 | 7.8 |  | 0.86 |  | 23.81 | 2.69 | 1.52 |  | 206.87 |  | 4.91 | 17.97 | 54.49 | 65.05 | 17.43 |  | 57.76 | 4.04 | 26.27 | 2.25 | 53 | 71.45 |  | 1.29 |  | 62.5 | 2.85 | 129.92 | 142.61 | 203.62 |  | 111.84 | 294.51 | 83.36 | 135.68 |  | 460.22 |  |  | 2.92 | 488.84 | 11.3 |  |  | 66 | 66 | 18.94 | 121.57
CIPVR2A02B01C01 | Reinforcing Bar Installation - Construction only; Pedestal |  | Ton | [13 empty] | 2.63 | [20 empty] | 0.88 | [14 empty] | 1.36
CIPVR2A07B01C01 | Reinforcing Bar Installation - Construction only; Manhole & Catch Basin |  | Ton | [40 empty] | 1.16 | 1.9 | 2.04 | 1.09 |  | 1.08
CIPVR2A08B01C01 | Reinforcing Bar Installation - Construction only; Ditch & Canal |  | Ton | [17 empty] | 3.76 | [22 empty] | 10.36 | 15.58 | 7.81 | 2.28 |  | 9.98
CIPVR3A01B01C01 | Concrete Paving - Reinforcing Bar Installation - Construction only; 1 layer |  | Ton | [26 empty] | 29.58 | 47.64 |  |  |  |  | 10.63
CIPVR3A02B01C01 | Concrete Paving - Reinforcing Bar Installation - Construction only; 2 layer |  | Ton | [27 empty] | 45.78 | 17.14 |  | 44.29
CIPVFAA01B01C01 | False Work; Scaffolding Work; 1.5 m < H ≤ 10 m |  | m2 | [40 empty] | 343.03 | 530.53 | 208.55 | 70.52 |  | 111.88 | [7 empty] | 511.49 | 511.49
CIPVFOA01B01C01 | Form Work; Equipment Foundation & Footing; Flat Type Form |  | m2 |  |  | 43.38 | 17.56 | 11.28 |  |  |  | 234.69 | 11.1 |  | 102.34 |  | 45.57 | 320.11 | 180.88 |  | 391.15 |  | 5.94 | 26.02 | 86.88 | 223.98 | 36.56 |  | 22.36 | 204.56 | 274.78 | 128.84 | 21.9 | 261.77 |  | 73.89 |  | 43.05 | 3.68 | 38.4 | 22.71 | 28.26 |  | 431.13 | 353.73 | 200.83 | 196.07 |  | 315.66 |  |  | 3.24 | 296.71 | 9.24 |  |  | 409.77 | 409.77 | 43.85 | 33.06
CIPVFOA02B01C01 | Form Work; Pedestal; Flat Type Form |  | m2 | [13 empty] | 60 | [20 empty] | 67.84 | [14 empty] | 69.8
CIPVFOA05B01C01 | Form Work; Slab w/ Beam & Girder; Flat Type Form |  | m2 | [22 empty] | 327.338
CIPVFOA07B01C01 | Form Work; Manhole & Catch Basin; Flat Type Form |  | m2 | [40 empty] | 106.64 | 185.1 | 186.12 | 99.72 |  | 99.96
CIPVFOA08B01C01 | Form Work; Ditch & Canal; Flat Type Form |  | m2 | [17 empty] | 279.36 | [22 empty] | 792.32 | 1127.89 | 560.33 | 201.87 |  | 753.05
CIPVFOA10B01C01 | Form Work; Others (Local Support & Misc. Foundation); Flat Type Form |  | m2 | [15 empty] | 68.85 |  |  | 392.3 | [7 empty] | 29.1 | 68.52 | 32.05 |  | 33.48 |  | 18.42
CIPVPCA01B01C01 | Concrete Protection; for Below Ground; Bitumen Coating |  | m2 | [13 empty] | 45 |  |  |  | 38.8 | [16 empty] | 78.29 | [5 empty] | 515.46 | 706.85 | 480.72 | 273.12 |  | 600.81 |  |  | 3.24 | 74.79
CIPVPCA02B05C01 | Concrete Protection; for Above Ground; Chemical Resistant Resin Coating (Epoxy) |  | m2 | [13 empty] | 60 |  |  |  | 120.28 |  |  |  |  | 115.18 |  |  |  |  | 6228 | [6 empty] | 633.05 | 28.46 | 1296.73 | 1426.12 | 2036.16 |  | 72.29 | 107.8 | 870.0255 | 8.64 | [5 empty] | 69.8 | 110.8
CIPVPCA02B09C01 | Concrete Protection; for Above Ground; Chemical Resistant Brick |  | m2 |  | 10
CIPVPCA03B05C01 | Concrete Protection; for Internal Protection( inside MH, Sump or Pit, etc.); Chemical Resistant Resin Coating (Epoxy) |  | m2 | [40 empty] | 51.96 | 87.65 | 92.04 | 48.94 |  | 49.04
CIPVPCA04B05C01 | Concrete Protection; Paving surface; Chemical Resistant Resin Coating (Epoxy) |  | m2 | [28 empty] | 358.8 |  |  |  | 708.4
CIPVPEA02B01C01 | P.E Sheet; T > 0.2 mm; 1 Layer |  | m2 |  |  | 521.48 | 210.55 | 233.1 |  |  |  | 10041.52 | 78 |  | 128.14 |  | 252.54 | 400.81 | 6120.31 |  | 2261.59 | 110060.77 |  |  |  | 600.44 |  |  |  | 2085.39 | 6490.67 | 1217.88 |  | 3315.99 |  | 751.38 |  | 622.6 | 28.46 | 1295.53 | 1426.12 | 2036.16 | [10 empty] | 5067.05 | 121.6 |  |  | 607.79 | 607.79 | 186.9 | 1215.76
CIPVLIA01B01C01 |  |  | m2 | [19 empty] | 49.11 | 179.65 | 721.88 |  | 265.85 |  | 577.5
CIPVGRA01B01C01 | Grouting; Nonshrink Cement Based Grout |  | m3 | [8 empty] | 1.09 | [8 empty] | 1.3 | [35 empty] | 0.02 | 0.02
CIPVJOA01B01C01 | Joint; Expansion Joint; without Dowel Bar; Conc. Thk. : 100 mm with joint sealant & filler |  | m |  | 10
CIPVJOA01B01C02 | Joint; Expansion Joint; without Dowel Bar; Conc. Thk. : 150 mm with joint sealant & filler |  | m | [15 empty] | 720 |  |  | 14184.2 | [7 empty] | 184 | 706 | 103 |  | 309.4 |  | 92.2
CIPVJOA01B01C03 | Joint; Expansion Joint; without Dowel Bar; Conc. Thk. : 200 mm with joint sealant & filler |  | m | [34 empty] | 4.99
CIPVJOA01B01C05 | Joint; Expansion Joint; without Dowel Bar; Conc. Thk. : Over 250 mm with joint sealant & filler |  | m | [13 empty] | 3.35 | [35 empty] | 4.8
CIPVJOA02B01C02 | Joint; Isolation Joint; without Dowel Bar; Conc. Thk. : 150 mm with joint sealant & filler |  | m |  |  | 216.9 | 113.2 | 71.4 |  |  |  | 1413.68 | 37 |  | 120.4 |  | 183.8 | 376.6 | 212.8 |  | 1308 |  | 39.58 | 136.6 | 372.5 | 189.18 | 197.89 |  | 149 | 518.25 | 915.9 | 429.46 |  | 984.4 |  | 246.3 |  | 224.02 | 24.56 | 231.7 | 151.4 | 188.4 |  | 556.8 | 701.73 | 657.5 | 605.02 |  | 796.2 |  |  |  | 1508.47 | 57.1 |  |  | 354.01 | 354.01 | 164.4 | 220.4
CIPVJOA03B01C01 | Joint; Contraction Joint(Control Joint); Saw Cut with Sealant |  | m | [13 empty] | 10.7 |  | 1857.84 |  |  | 30184 | [7 empty] | 562 | 1868.8 | 403.4 |  | 842 |  | 215.2 |  | 14.84 | [14 empty] | 16.1
CIPVWSA01B02C01 | Water Stop; PVC; Width : 150 mm; with Bulb |  | m | [40 empty] | 25.6 | 32 | 51.2 | 25.6 |  | 25.6
CIPVMTA01B01C01 | Metal Works; Embedded Steel; HDG; Supply & Installation |  | Ton | [22 empty] | 0.82258 | [17 empty] | 1.08 | 1.35 | 2.16 | 1.08 |  | 1.08
CIPVMTA02B01C01 | Metal Works; Checkered Plate; HDG; Supply & Installation |  | Ton | [17 empty] | 2.38
CIPVMTA05B01C01 | Metal Works; Hand Rail; HDG; Supply & Installation |  | Ton | [22 empty] | 1.32
CIPVMTA05B04C01 | Metal Works; Hand Rail; HDG/Painted; Supply & Installation |  | Ton | [17 empty] | 0.48 |  |  |  | 2.0163 | [8 empty] | 4.209 |  |  |  | 0.7584 | [7 empty] | 2.6328 | 0.8568 | [5 empty] | 0.7479
CIPVMTA08B01C02 | Metal Works; Anchor Bolt; HDG; Supply & Installation |  | Ton | [17 empty] | 2.77 | [35 empty] | 0.11 | 0.11
CIPVMTA10B01C03 | Metal Works; Grating with Frame; Hot Dip Galvanized; I-Bar |  | Ton | [40 empty] | 7.78 | 15.48 | 6.99 | 1.91 |  | 7.9
CIPVMTA13B02C02 | Metal Works; Others; Chemical bolt; DIA. ≥ 16mm |  | EA | [17 empty] | 30
CIPVMTA14B01C01 | Metal Works; Sleeve Pipe with filling material(with Ring Plate); HDG |  | Ton | [28 empty] | 0.39485
CIPVPOA01B01C01 | Guard Post & Rail Including Earthwork, FDN, Painting and Accessories; Guard Post; DIA 4'' |  | EA |  | 10
CIPVPOA01B02C01 | Guard Post & Rail Including Earthwork, FDN, Painting and Accessories; Guard Post; DIA 6'' |  | EA | [17 empty] | 2
CIPVPOA01B03C01 | Guard Post & Rail Including Earthwork, FDN, Painting and Accessories; Guard Post; DIA 8" |  | EA |  | 10
CIPVPOA02B01C01 | Guard Post & Rail Including Earthwork, FDN, Painting and Accessories; Guard Rail with Post |  | m |  | 10
CIPVCPA02B01C01 | Concrete Paving - Concrete Pouring - Construction only; Paving Thk. : 150 mm |  | m2 |  |  |  | 194.11 | 225 |  |  |  | 9562.72 |  |  |  |  | 226.29 |  | 5893.83 |  | 2018.77 |  | 49.11 | 40 | 508.46 | 604.63 | 146.07 |  | 577.5 | 1972 | 6228 | 1143.09 | 530 | 3632.57 |  | 708.4 |  | 366.76 | 28.46 | 1299.17 | 1426.12 | 2036.16 |  | 1082.41 | 2916 | 772.84 | 1237.56 |  | 4569.76 |  |  | 29.16 |  | 110.8 | [5 empty] | 1215.76
CIPVCPA03B01C01 | Concrete Paving - Concrete Pouring - Construction only; Paving Thk. : 200 mm |  | m2 |  |  | 521.48 | 8.1 | 8.1 | [13 empty] | 3984.53 |  | 139.65 |  | 42.64 | [19 empty] | 38.44 | 104.04 | [5 empty] | 4828.25 |  |  |  | 598 | 598 | 186.9
CIPVCPA04B01C01 | Concrete Paving - Concrete Pouring - Construction only; Paving Thk. ≥ 250 mm |  | m2 | [8 empty] | 358.5 | 78 | [8 empty] | 106076.24 |  |  |  | 134.1 | 10.88 |  |  |  | 262.67 | [6 empty] | 247.49
CIPVWWA01B02C01 | Concrete Paving - W.W.F; 1 layer; MW30 (Φ6.2); Spacing : 150 x 150 |  | m2 | [15 empty] | 5893.83
CIPVWWA01B04C02 | Concrete Paving - W.W.F; 1 layer; MW50 (Φ8.0); Spacing : 200 x 200 |  | m2 | [18 empty] | 110060.77
CIPVWWA02B02C01 | Concrete Paving - W.W.F; 2 layer; MW30 (Φ6.2); Spacing : 150 x 150 |  | m2 |  | 10
CIPVASA01B01C01 | Asphalt Paving; Asphalt Wearing Course |  | m3 | [18 empty] | 1740112.5
CIPVASA02B01C01 | Asphalt Paving; Asphalt Binder/Base Course |  | m3 | [18 empty] | 2900187.5
CIPVASA03B01C01 | Asphalt Paving; Aggregate Base/Subbase Course |  | m3 | [18 empty] | 21345380
CIPVASA04B01C01 | Asphalt Paving; Prime Coat |  | m2 | [18 empty] | 46403
CIPVASA05B01C01 | Asphalt Paving; Tack Coat |  | m2 | [18 empty] | 46403
CIPVBCA04B01C01 | Base course; Thk. : 300 mm |  | m2 | [15 empty] | 5893.83 |  |  | 110060.77
CIPVTSA01B01C01 | Traffic Sign Board with Foundation |  | EA |  | 10
CIPVLMA01B01C01 | Road Lane Marking |  | m | [18 empty] | 19887
CIPVSBA01B01C01 | Sidewalk Block(Walkway) |  | m2 |  |  | 0.3375 | 0.3375 | 1.836 | [50 empty] | 0.15 | 0.3
CIPVGPA02B01C01 | Gravel Paving; Paving Thk. : 100 mm |  | m3 |  | 10
CIPVFEA01B01C01 | Fence Works; 2 m < H ≤ 2.5 m; Type-1 |  | m | [11 empty] | 297.84 |  |  | 889.63 | [23 empty] | 156 | [9 empty] | 225.5 | [7 empty] | 305 | 448
CIPVFEA03B02C01 | Fence Works; H > 3 m; Type-2 |  | m
CIPVGAA01B01C01 | Gate; Single Gate; Width < 1 m; Type-1 |  | EA |  | 10
CIPVGAA02B02C02 | Gate; Double Gate; 1 m ≤ Width < 2 m; Type-2 |  | EA | [11 empty] | 1 |  |  | 1 | [42 empty] | 2
CIPVGAA02B05C01 | Gate; Double Gate; 4 m ≤ Width < 5 m; Type-1 |  | EA | [48 empty] | 1
CIPVGAA02B07C01 | Gate; Double Gate; 6 m ≤ Width < 7 m; Type-1 |  | EA | [11 empty] | 1 |  |  | 1 | [41 empty] | 4 | 1
CIPVOTA01B01C02 | Others(Misc. Items); Item-1; Type-1; Unit-2 |  | m2 | [18 empty] | 6130.2
CIPVOTA01B05C02 | Others(Misc. Items); Item-1; Type-5; Unit-2 |  | m2 | [45 empty] | 12
CIPVOTA02B01C01 | Others(Misc. Items); Item-2; Type-1; Unit-1 |  | m | [8 empty] | 409.2
CIPVOTA05B05C02 | Others(Misc. Items); Item-5; Type-5; Unit-2 |  | m2 | [29 empty] | 530 | 431
CIPVOTA08B01C03 | Others(Misc. Items); Item-8; Type-1; Unit-3 |  | m3 | [42 empty] | 0.9

## DMCS_Items
BQ CODE | Description | Spec/Detail | 단위 | Total
[5 empty] | 1 | 1 | 1 | 1 | 1 | 1 | 39AB | 39AB | 39AB | 39AB | 39AB | 39AB | 39AB | 39AB | 39AB | 39AB | 39AB | 39AB | 39AB | 39AD | 39AD | 39AD | 39AD | 39AD | 39AD | 39AD | 39AD | 39AD | 39AD | 39AD | 39AD | 39AD | 39AD | 39AD | 39AD | 39AD | 39AD | 39AD | 39AD | 39AD | 39AD | 39AD | 39EJ | 39EJ | 39EJ | 39EJ | 39EJ | 39EJ | 39EJ | 39EJ | 39EJ | 39EJ | 39EJ | 39EJ | 39EJ | 39EJ | 39EJ | 39EJ | 39EJ | 39EJ | 39EJ | 39EJ | 39EJ | 39EJ | 39EJ | 39EJ | 39EJ | 39EJ | 39EJ | 39EJ | 39EJ | 39EJ | 39EJ | 39EJ | 39EJ | 39EJ | 39EJ | 39EJ | 39EJ | 39EJ | 39EJ | 39EJ | 39EJ | 39EJ | 39EJ | 39EJ | 39EJ | 39EJ | 39EJ | 39EJ | 39EJ | 39EJ | 39EJ | 39EJ | 39EJ | 39EJ | 39LA | 39LA | 39LA | 39LA | 39LA | 39LA | 39LA | 39LA | 39LA | 39LA | 39LA | 39LA | 39LA | 39LA | 39MA | 39MA | 39MA | 39MA | 39MA | 39MA | 39MA | 39MA | 39MA | 39MA | 39MA | 39MA | 39MA | 39MA | 39MA | 39MA | 39MA | 39MA | 39MA | 39MA | 39MA | 39MA | 39MA | 39MA | 39MA | 39MA | 39MA | 39MA | 39MA | 39MA | 39MA | 39MA | 39MA | 39MA | 39MA | 39MA | 39MA | 39MA | 39MA | 39MA | 39MA | 39MA | 39MA | 39MA | 39MA | 39MA | 39MA | 39MA | 39MA | 39MA | 39MA | 39MA | 39MA | 39MA | 39MA | 39MA | 39MA | 39MA | 39MA | 39MA | 39MA | 39MA | 39MA | 39MA | 39MA | 39MA | 39MA | 39MA | 39MA | 39MA | 39MA | 39MA | 39MA | 39MA | 39MA | 39MA | 39MA | 39MA | 39MA | 39MA | 39MA | 39MA | 39WF | 39WL | 39WL | 39WL | 39WL | 39WL | 39WL | 39WL | 39WL | 39WL | 39WL | 39WL | 39WL | 39WL | 39WL | 39WL | 39WL | 39WL | 39WL | 39WL | 39WL | 39WL | 39WL | 39WL | 39WL | 39WL | 39WL | 39WL | 39WL | 39WL | 39WL | 39WL | 39WL | 39WL | 39WL | 39WL | 39WL | 39WL | 39WL | 39WL | 39WL | 39WL | 39WL | 39WL | 39WL | 39WL | 39WL | 39WL | 39WL | 39WL | 39WL | 39WL | 39WL | 39WL | 39WL | 39WL | 39WL | 39WL | 39WL | 39WL | 39WL | 39WL | 39WL | 39WL | 39WL | 39WL | 39WL | 39WL | 39WL | 39WL | 39WL | 39WL | 39WL | 39WL | 39WL | 39WL | 39WL | 39WL | 39WL | 39WL | 39WL | 39WL | 39WL | 39WL | 39WL | 39WL | 39WL | 39WL | 39WL | 39WL | 39WL | 39WL | 39WL | 39WL | 39WL | 39WL | 39WL | 39WL | 39WL | 39WL | 39WL | 39WL | 39WL | 39WL | 39WL | 39WL | 39WL | 39WL | 39WL | 39WL | 39WL | 39WL | 39WL | 39WL | 39WL | 39WL | 39WL | 39WL | 39WL | 39WL | 39WL | 39WL | 39WL | 39WL | 39WQ | 39WQ | 39WQ | 39WQ | 39WQ | 39WQ | 39WQ | 39WQ | 39WQ | 39WQ | 39WQ | 39WQ | 39WQ | 49BL | 49BL | 49BL | 49BL | 49BL | 49BL | 49BL | 49BL | 49BL | 49BL | 49BL | 49BL | 49BL | 49BL | 49BL | 49BL | 49EA | 49EA | 49EA | 49EA | 49EA | 49EA | 49EA | 49EA | 49EA | 49EA | 49EA | 49EA | 49EA | 49EA | 49EE | 49EE | 49EE | 49EE | 49EE | 49EE | 49EE | 49EE | 49EE | 49EE | 49EE | 49EE | 49EE | 49EE | 49EE | 49EE | 49EE | 49EE | 49EE | 49EE | 49EE | 49EE | 49EE | 49EE | 49EE | 49EE | 49EE | 49EE | 49EE | 49EE | 49FE | 49FE | 49FE | 49FE | 49FE | 49FE | 49FE | 49FE | 49FE | 49FE | 49FE | 49FE | 49FE | 49FE | 49FE | 49FE | 49FE | 49FE | 49FE | 49FE | 49FE | 49FE | 49FE | 49FE | 49FE | 49FE | 49FE | 49FE | 49FE | 49FE | 49FE | 49FE | 49FE | 49FE | 49FE | 49FE | 49FE | 49FE | 49FE | 49FE | 49FE | 49FE | 49FE | 49FE | 49FE | 49FE | 49FE | 49FE | 49FE | 49FE | 49FE | 49FE | 49FE | 49FE | 49FE | 49FE | 49FE | 49FE | 49FE | 49FE | 49FE | 49FE | 49FE | 49FE | 49FE | 49FE | 49FE | 49FE | 49FE | 49FE | 49FE | 49FE | 49PQ | 49PQ | 49PQ | 49PQ | 49PQ | 49PQ | 49PQ | 49PQ | 49PQ | 49PQ | 49PQ | 49PQ | 49PQ | 49PQ | 49PQ | 49PQ | 49PQ | 49PQ | 49PQ | 49PQ | 49PQ | 49PQ | 49PQ | 49PQ | 49PQ | 49PQ | 49PQ | 49PQ | 49PQ | 49PQ | 49PQ | 49PQ | 49PQ | 49PR | 49PR | 49PR | 49PR | 49PR | 49PR | 49PR | 49PR | 49PR | 49PR | 49PR | 49PR | 49PR | 49PR | 49PR | 49PR | 49PR | 49PR | 49PR | 49PR | 49PR | 49PR | 49PR | 49PR | 49PR | 49PR | 49PR | 49PR | 49PR | 49PR | 49PR | 49PR | 49PR | 49PR | 49PR | 49PR | 49PR | 49PR | 49PR | 49PR | 49PR | 49PR | 49PR | 49PR | 49PR | 49PR | 49PR | 49PR | 49PR | 49PR | 49PR | 49PR | 49PR | 49PR | 49PR | 49PR | 49PR | 49PR | 49PR | 49PR | 49PR | 49PR | 49PR | 49PR | 49PR | 49PR | 49PR | 49PR | 49PR | 49PR | 49PR | 49PR | 49PR | 49PR | 49PR | 49PR | 49PR | 49PR | 49PR | 49PR | 49PR | 49PR | 49PR | 49PR | 49PR | 49PR | 49PR | 49PR | 49PR | 49PR | 49PR | 49PR | 49PR | 49PR | 49PR | 49PR | 49PR | 49PR | 49PR | 49PR | 49PR | 49PR | 49PR | 49PR | 49PR | 49PR | 49PR | 49PR | 49PR | 49PR | 49PR | 49PR | 49PR | 49PR | 49PR | 49PR | 49PR | 49PR | 49PR | 49PR | 49PR | 49PR | 49PR | 49PR | 49PR | 49PR | 49PR | 49PR | 49PR | 49PR | 49PR | 49PR | 49PR | 49PR | 49PR | 49PR | 49PR | 49PR | 49PR | 49PR | 49PR | 49PR | 49PR | 49PR | 49PR | 49PR | 49PR | 49PR | 49PR | 49PR | 49PR | 49PR | 49PR | 49PR | 49PR | 49PR | 49PR | 49PR | 49PS | 49PS | 49PS | 49PS | 49PS | 49PS | 49PS | 49PS | 49PS | 49PS | 49PS | 49PS | 49PS | 49PS | 49PS | 49W1 | 49W1 | 49W1 | 49W1 | 49W1 | 49W1 | 49W1 | 49W1 | 49W1 | 49W1 | 49W1 | 49W1 | 49W1 | 49W1 | 49W1 | 49W1 | 49W1 | 49W1 | 49W1 | 49W1 | 49W1 | 49W1 | 49W1 | 49W1 | 49W1 | 49W1 | 49W1 | 49W1 | 49W1 | 49W1 | 49W1 | 49W1 | 49W1 | 49W1 | 49W1 | 49W1 | 49W1 | 49W1 | 49W1 | 49W1 | 49W1 | 49W1 | 49W1 | 49W1 | 49W1 | 49W1 | 49W1 | 49W1 | 49W1 | 49W1 | 49W1 | 49W1 | 49W1 | 49W1 | 49W1 | 49W1 | 49W1 | 49W1 | 49W1 | 49W1 | 49W1 | 49W1 | 49W1 | 49W1 | 49W1 | 49W1 | 49W1 | 49W1 | 49W1 | 49W1 | 49W1 | 49W1 | 49W1 | 49W1 | 49W1 | 49W1 | 49W1 | 49W1 | 49W1 | 49W1 | 49W1 | 49W1 | 49W1 | 49W1 | 49W1 | 49W1 | 49W1 | 49W1 | 49W1 | 49W1 | 49W1 | 49W1 | 49W1 | 49W1 | 49W1 | 49W1 | 49W1 | 49W1 | 49W1 | 49W1 | 49W1 | 49W1 | 49W1 | 49W1 | 49W1 | 49W1 | 49W1 | 49W1 | 49W1 | 49W1 | 49W1 | 49W1 | 49W1 | 49W1 | 49W1 | 49W1 | 49W1 | 49W1 | 49W1 | 49W1 | 49W1 | 49W1 | 49W1 | 49W1 | 49W1 | 49W1 | 49W1 | 49W1 | 49W1 | 49W1 | 49W1 | 49W1 | 49W1 | 49W1 | 49W1 | 49W1 | 49W1 | 49W1 | 3000 | 3000 | 3000 | 3000 | 3000 | 3000 | 3000 | 3000 | 3000 | 3000 | 3000 | 3000 | 3000 | 3000 | 3000 | 3000 | 3000 | 3000 | 3000 | 3000 | 3000 | 3000 | 3000 | 3000 | 3000 | 3000 | 3000 | 3000 | 3000 | 3000 | 3000 | 3100 | 3100 | 3100 | 3100 | 3100 | 3100 | 3100 | 3100 | 3100 | 3100 | 3100 | 3100 | 3100 | 3100 | 3100 | 3100 | 3100 | 3100 | 3100 | 3100 | 3100 | 3100 | 3100 | 3100 | 3110 | 3110 | 3110 | 3110 | 3110 | 3110 | 3110 | 3110 | 3110 | 3110 | 3110 | 3110 | 3110 | 3110 | 3110 | 3110 | 3110 | 3110 | 3110 | 3110 | 3110 | 3110 | 3110 | 3110 | 3110 | 3110 | 3110 | 3110 | 3110 | 3110 | 3110 | 3110 | 3110 | 3110 | 3110 | 3110 | 3110 | 3110 | 3110 | 3110 | 3110 | 3110 | 3110 | 3110 | 3110 | 3110 | 3110 | 3110 | 3110 | 3110 | 3110 | 3110 | 3120 | 3120 | 3120 | 3120 | 3120 | 3120 | 3120 | 3120 | 3120 | 3120 | 3120 | 3120 | 3120 | 3120 | 3120 | 3120 | 3120 | 3120 | 3120 | 3120 | 3120 | 3120 | 3120 | 3120 | 3120 | 3120 | 3120 | 3120 | 3120 | 3120 | 3120 | 3120 | 3120 | 3120 | 3120 | 3120 | 3120 | 3120 | 3120 | 3120 | 3120 | 3120 | 3120 | 3120 | 3120 | 3120 | 3120 | 3120 | 3120 | 3120 | 3120 | 3120 | 3120 | 3120 | 3120 | 3120 | 3120 | 3120 | 3120 | 3120 | 3120 | 3120 | 3120 | 3120 | 3120 | 3120 | 3120 | 3120 | 3120 | 3120 | 3120 | 3120 | 3120 | 3120 | 3120 | 3120 | 3120 | 3120 | 3120 | 3120 | 3120 | 3120 | 3120 | 3120 | 3120 | 3120 | 3120 | 3120 | 3120 | 3120 | 3120 | 3120 | 3120 | 3120 | 3120 | 3120 | 3120 | 3120 | 3120 | 3120 | 3120 | 3120 | 3120 | 3120 | 3120 | 3120 | 3120 | 3120 | 3120 | 3120 | 3120 | 3120 | 3120 | 3120 | 3120 | 3120 | 3120 | 3120 | 3120 | 3120 | 3120 | 3120 | 3120 | 3120 | 3120 | 3120 | 3120 | 3130 | 3130 | 3130 | 3130 | 3130 | 3130 | 3130 | 3130 | 3130 | 3130 | 3130 | 3130 | 3130 | 3130 | 3130 | 3130 | 3130 | 3130 | 3130 | 3130 | 3130 | 3130 | 3130 | 3130 | 3130 | 3130 | 3130 | 3130 | 3130 | 3130 | 3130 | 3130 | 3130 | 3130 | 3130 | 3130 | 3130 | 3130 | 3130 | 3130 | 3130 | 3130 | 3130 | 3130 | 3130 | 3130 | 3130 | 3130 | 3130 | 3130 | 3130 | 3130 | 3130 | 3130 | 3130 | 3130 | 3210 | 3210 | 3210 | 3210 | 3210 | 3210 | 3210 | 3210 | 3210 | 3210 | 3210 | 3210 | 3210 | 3210 | 3210 | 3210 | 3210 | 3210 | 3210 | 3210 | 3210 | 3210 | 3210 | 3210 | 3210 | 3210 | 3210 | 3210 | 3210 | 3210 | 3210 | 3210 | 3210 | 3210 | 3210 | 3210 | 3210 | 3210 | 3210 | 3210 | 3210 | 3210 | 3210 | 3210 | 3210 | 3210 | 3210 | 3210 | 3210 | 3210 | 3210 | 3210 | 3220 | 3220 | 3220 | 3220 | 3220 | 3220 | 3220 | 3220 | 3220 | 3220 | 3220 | 3220 | 3230 | 3230 | 3230 | 3230 | 3230 | 3230 | 3230 | 3310 | 3310 | 3310 | 3310 | 3310 | 3310 | 3310 | 3310 | 3310 | 3310 | 3310 | 3310 | 3310 | 3310 | 3310 | 3310 | 3310 | 3310 | 3310 | 3310 | 3310 | 3310 | 3310 | 3310 | 3310 | 3310 | 3310 | 3310 | 3310 | 3310 | 3310 | 3310 | 3310 | 3310 | 3310 | 3310 | 3310 | 3310 | 3310 | 3310 | 3310 | 3310 | 3320 | 3320 | 3320 | 3320 | 3320 | 3320 | 3320 | 3320 | 3320 | 3320 | 3320 | 3320 | 3320 | 3320 | 3320 | 3320 | 3320 | 3320 | 3320 | 3320 | 3320 | 3320 | 3320 | 3320 | 3320 | 3320 | 3320 | 3340 | 3340 | 3340 | 3340 | 3340 | 3340 | 3340 | 3340 | 3340 | 3340 | 3340 | 3340 | 3340 | 3340 | 3340 | 3340 | 3340 | 3340 | 3340 | 3340 | 3340 | 3340 | 3340 | 3340 | 3340 | 3340 | 3340 | 3340 | 3340 | 3340 | 3340 | 3340 | 3340 | 3340 | 3340 | 3340 | 3340 | 3340 | 3340 | 3340 | 3340 | 3340 | 3350 | 3350 | 3350 | 3350 | 3350 | 3350 | 3350 | 3350 | 3350 | 3350 | 3350 | 3350 | 3350 | 3350 | 3350 | 3350 | 3350 | 3350 | 3350 | 3360 | 3360 | 3360 | 3360 | 3360 | 3360 | 3360 | 3360 | 3360 | 3360 | 3360 | 3360 | 3360 | 3360 | 3360 | 3360 | 3360 | 3360 | 3360 | 3360 | 3360 | 3360 | 3360 | 3360 | 3360 | 3360 | 3360 | 3360 | 3360 | 3360 | 3360 | 3360 | 3360 | 3360 | 3360 | 3360 | 3360 | 3360 | 3360 | 3360 | 3360 | 3360 | 3360 | 3360 | 3360 | 3360 | 3360 | 3360 | 3360 | 3360 | 3370 | 3380 | 3380 | 3380 | 3380 | 3380 | 3380 | 3380 | 3380 | 3380 | 3380 | 3380 | 3380 | 3380 | 3380 | 3380 | 3380 | 3380 | 3380 | 3380 | 3380 | 3380 | 3380 | 3380 | 3380 | 3380 | 3380 | 3380 | 3410 | 3410 | 3410 | 3410 | 3410 | 3410 | 3410 | 3410 | 3410 | 3410 | 3410 | 3410 | 3420 | 3420 | 3420 | 3420 | 3420 | 3420 | 3420 | 3420 | 3420 | 3420 | 3420 | 3420 | 3420 | 3420 | 3420 | 3420 | 3420 | 3420 | 3420 | 3420 | 3420 | 3420 | 3420 | 3420 | 3420 | 3420 | 3420 | 3420 | 3420 | 3420 | 3420 | 3420 | 3420 | 3420 | 3420 | 3420 | 3440 | 3440 | 3440 | 3440 | 3440 | 3440 | 3440 | 3440 | 3440 | 3440 | 3440 | 3440 | 3440 | 3440 | 3440 | 3440 | 3440 | 3440 | 3440 | 3450 | 3450 | 3450 | 3450 | 3450 | 3450 | 3450 | 3450 | 3450 | 3450 | 3450 | 3450 | 3450 | 3450 | 3450 | 3450 | 3450 | 3450 | 3450 | 3450 | 3450 | 3450 | 3450 | 3450 | 3450 | 3450 | 3450 | 3450 | 3450 | 3450 | 3450 | 3450 | 3450 | 3450 | 3450 | 3450 | 3450 | 3450 | 3450 | 3450 | 3450 | 3450 | 3450 | 3450 | 3450 | 3450 | 3450 | 3450 | 3450 | 3450 | 3450 | 3450 | 3450 | 3450 | 3450 | 3450 | 3450 | 3450 | 3450 | 3450 | 3450 | 3450 | 3510 | 3510 | 3510 | 3510 | 3510 | 3510 | 3510 | 3510 | 3510 | 3510 | 3510 | 3510 | 3510 | 3510 | 3510 | 3510 | 3510 | 3510 | 3510 | 3510 | 3510 | 3510 | 3510 | 3510 | 3510 | 3510 | 3510 | 3510 | 3510 | 3510 | 3510 | 3510 | 3510 | 3510 | 3510 | 3510 | 3510 | 3510 | 3510 | 3510 | 3510 | 3510 | 3510 | 3510 | 3510 | 3510 | 3510 | 3510 | 3520 | 3520 | 3520 | 3520 | 3520 | 3520 | 3520 | 3520 | 3520 | 3520 | 3520 | 3520 | 3520 | 3520 | 3520 | 3520 | 3520 | 3520 | 3520 | 3520 | 3520 | 3520 | 3520 | 3520 | 3520 | 3520 | 3520 | 3520 | 3520 | 3520 | 3520 | 3520 | 3520 | 3520 | 3520 | 3520 | 3520 | 3520 | 3520 | 3520 | 3520 | 3520 | 3520 | 3520 | 3520 | 3520 | 3520 | 3520 | 3520 | 3520 | 3520 | 3520 | 3520 | 3520 | 3520 | 3520 | 3520 | 3520 | 3520 | 3520 | 3520 | 3520 | 3520 | 3540 | 3540 | 3610 | 3610 | 3610 | 3610 | 3610 | 3610 | 3610 | 3610 | 3610 | 3610 | 3610 | 3610 | 3610 | 3610 | 3610 | 3610 | 3610 | 3610 | 3610 | 3610 | 3610 | 3610 | 3610 | 3610 | 3610 | 3610 | 3610 | 3610 | 3610 | 3610 | 3610 | 3610 | 3610 | 3610 | 3610 | 3610 | 3610 | 3610 | 3610 | 3640 | 3640 | 3640 | 3640 | 3640 | 3640 | 3640 | 3640 | 3640 | 3640 | 3640 | 3640 | 3640 | 3640 | 3640 | 3640 | 3640 | 3640 | 3640 | 3640 | 3640 | 3640 | 3640 | 3640 | 3640 | 3640 | 3640 | 3640 | 3640 | 3640 | 3640 | 3640 | 3640 | 3640 | 3640 | 3640 | 3640 | 3640 | 3640 | 3640 | 3650 | 3650 | 3650 | 3650 | 3650 | 3650 | 3650 | 3650 | 3650 | 3650 | 3650 | 3650 | 3650 | 3650 | 3650 | 3650 | 3650 | 3650 | 3650 | 3650 | 3650 | 3650 | 3650 | 3650 | 3650 | 3650 | 3650 | 3650 | 3650 | 3650 | 3650 | 3650 | 3650 | 3650 | 3650 | 3650 | 3650 | 3650 | 3650 | 3650 | 3650 | 3650 | 3650 | 3650 | 3650 | 3650 | 3660 | 3660 | 3660 | 3660 | 3660 | 3660 | 3660 | 3660 | 3660 | 3660 | 3660 | 3660 | 3660 | 3660 | 3660 | 3660 | 3660 | 3660 | 3660 | 3660 | 3660 | 3660 | 3660 | 3660 | 3660 | 3660 | 3660 | 3660 | 3660 | 3660 | 3660 | 3660 | 3660 | 3660 | 3660 | 3660 | 3660 | 3660 | 3660 | 3660 | 3660 | 3690 | 3690 | 3690 | 3690 | 3690 | 3690 | 3690 | 3690 | 3690 | 3710 | 3710 | 3710 | 3710 | 3710 | 3710 | 3710 | 3710 | 3710 | 3710 | 3710 | 3710 | 3710 | 3710 | 3710 | 3710 | 3720 | 3740 | 3750 | 3750 | 3750 | 3750 | 3750 | 3750 | 3750 | 3750 | 3750 | 3750 | 3750 | 3810 | 3810 | 3810 | 3810 | 3810 | 3810 | 3810 | 3810 | 3810 | 3810 | 3810 | 3810 | 3810 | 3810 | 3810 | 3810 | 3810 | 3810 | 3810 | 3810 | 3810 | 3810 | 3810 | 3810 | 3810 | 3810 | 3810 | 3810 | 3810 | 3810 | 3810 | 3810 | 3810 | 3810 | 3810 | 3810 | 3810 | 3810 | 3810 | 3810 | 3820 | 3820 | 3820 | 3820 | 3820 | 3820 | 3820 | 3820 | 3820 | 3820 | 3820 | 3820 | 3820 | 3820 | 3830 | 3830 | 3830 | 3830 | 3830 | 3840 | 3840 | 3840 | 3850 | 3850 | 3850 | 3850 | 3850 | 3850 | 3850 | 3850 | 3850 | 3850 | 3850 | 3850 | 3850 | 3850 | 3850 | 3850 | 3850 | 3850 | 3850 | 3850 | 3850 | 3850 | 3850 | 3850 | 3850 | 3850 | 3860 | 3860 | 3860 | 3860 | 3860 | 3860 | 3860 | 3860 | 3860 | 3860 | 3860 | 3860 | 3860 | 3860 | 3860 | 3860 | 3860 | 3860 | 3860 | 3860 | 3860 | 3860 | 3860 | 3860 | 3860 | 3860 | 3860 | 3890 | 3890 | 3890 | 3890 | 3890 | 3890 | 3890 | 3890 | 3890 | 3890 | 3890 | 3890 | 3890 | 3890 | 3980 | 3980 | 3980 | 3980 | 3980 | 3980 | 3980 | 3980 | 3980 | 3980 | 3980 | 3980 | 3980 | 3980 | 3980 | 3980 | 3980 | 3980 | 3980 | 3980 | 3980 | 3980 | 3980 | 3980 | 3980 | 3980 | 3980 | 3980 | 3980 | 3980 | 3980 | 3980 | 3980 | 3980 | 3980 | 3980 | 3980 | 3980 | 3980 | 3980 | 4000 | 4000 | 4000
[5 empty] | 1_forDummy_261028.xlsx | 1_forDummy_261028.xlsx | 1_forDummy_261028.xlsx | 1_forDummy_261028.xlsx | 1_forDummy_261028.xlsx | 1_forDummy_261028.xlsx | 39AB_261026.xlsx | 39AB_261026.xlsx | 39AB_261026.xlsx | 39AB_261026.xlsx | 39AB_261026.xlsx | 39AB_261026.xlsx | 39AB_261026.xlsx | 39AB_261026.xlsx | 39AB_261026.xlsx | 39AB_261026.xlsx | 39AB_261026.xlsx | 39AB_261026.xlsx | 39AB_261026.xlsx | 39AD_261027.xlsx | 39AD_261027.xlsx | 39AD_261027.xlsx | 39AD_261027.xlsx | 39AD_261027.xlsx | 39AD_261027.xlsx | 39AD_261027.xlsx | 39AD_261027.xlsx | 39AD_261027.xlsx | 39AD_261027.xlsx | 39AD_261027.xlsx | 39AD_261027.xlsx | 39AD_261027.xlsx | 39AD_261027.xlsx | 39AD_261027.xlsx | 39AD_261027.xlsx | 39AD_261027.xlsx | 39AD_261027.xlsx | 39AD_261027.xlsx | 39AD_261027.xlsx | 39AD_261027.xlsx | 39AD_261027.xlsx | 39AD_261027.xlsx | 39EJ_261028.xlsx | 39EJ_261028.xlsx | 39EJ_261028.xlsx | 39EJ_261028.xlsx | 39EJ_261028.xlsx | 39EJ_261028.xlsx | 39EJ_261028.xlsx | 39EJ_261028.xlsx | 39EJ_261028.xlsx | 39EJ_261028.xlsx | 39EJ_261028.xlsx | 39EJ_261028.xlsx | 39EJ_261028.xlsx | 39EJ_261028.xlsx | 39EJ_261028.xlsx | 39EJ_261028.xlsx | 39EJ_261028.xlsx | 39EJ_261028.xlsx | 39EJ_261028.xlsx | 39EJ_261028.xlsx | 39EJ_261028.xlsx | 39EJ_261028.xlsx | 39EJ_261028.xlsx | 39EJ_261028.xlsx | 39EJ_261028.xlsx | 39EJ_261028.xlsx | 39EJ_261028.xlsx | 39EJ_261028.xlsx | 39EJ_261028.xlsx | 39EJ_261028.xlsx | 39EJ_261028.xlsx | 39EJ_261028.xlsx | 39EJ_261028.xlsx | 39EJ_261028.xlsx | 39EJ_261028.xlsx | 39EJ_261028.xlsx | 39EJ_261028.xlsx | 39EJ_261028.xlsx | 39EJ_261028.xlsx | 39EJ_261028.xlsx | 39EJ_261028.xlsx | 39EJ_261028.xlsx | 39EJ_261028.xlsx | 39EJ_261028.xlsx | 39EJ_261028.xlsx | 39EJ_261028.xlsx | 39EJ_261028.xlsx | 39EJ_261028.xlsx | 39EJ_261028.xlsx | 39EJ_261028.xlsx | 39EJ_261028.xlsx | 39EJ_261028.xlsx | 39EJ_261028.xlsx | 39EJ_261028.xlsx | 39LA_261026.xlsx | 39LA_261026.xlsx | 39LA_261026.xlsx | 39LA_261026.xlsx | 39LA_261026.xlsx | 39LA_261026.xlsx | 39LA_261026.xlsx | 39LA_261026.xlsx | 39LA_261026.xlsx | 39LA_261026.xlsx | 39LA_261026.xlsx | 39LA_261026.xlsx | 39LA_261026.xlsx | 39LA_261026.xlsx | 39MA_261026.xlsx | 39MA_261026.xlsx | 39MA_261026.xlsx | 39MA_261026.xlsx | 39MA_261026.xlsx | 39MA_261026.xlsx | 39MA_261026.xlsx | 39MA_261026.xlsx | 39MA_261026.xlsx | 39MA_261026.xlsx | 39MA_261026.xlsx | 39MA_261026.xlsx | 39MA_261026.xlsx | 39MA_261026.xlsx | 39MA_261026.xlsx | 39MA_261026.xlsx | 39MA_261026.xlsx | 39MA_261026.xlsx | 39MA_261026.xlsx | 39MA_261026.xlsx | 39MA_261026.xlsx | 39MA_261026.xlsx | 39MA_261026.xlsx | 39MA_261026.xlsx | 39MA_261026.xlsx | 39MA_261026.xlsx | 39MA_261026.xlsx | 39MA_261026.xlsx | 39MA_261026.xlsx | 39MA_261026.xlsx | 39MA_261026.xlsx | 39MA_261026.xlsx | 39MA_261026.xlsx | 39MA_261026.xlsx | 39MA_261026.xlsx | 39MA_261026.xlsx | 39MA_261026.xlsx | 39MA_261026.xlsx | 39MA_261026.xlsx | 39MA_261026.xlsx | 39MA_261026.xlsx | 39MA_261026.xlsx | 39MA_261026.xlsx | 39MA_261026.xlsx | 39MA_261026.xlsx | 39MA_261026.xlsx | 39MA_261026.xlsx | 39MA_261026.xlsx | 39MA_261026.xlsx | 39MA_261026.xlsx | 39MA_261026.xlsx | 39MA_261026.xlsx | 39MA_261026.xlsx | 39MA_261026.xlsx | 39MA_261026.xlsx | 39MA_261026.xlsx | 39MA_261026.xlsx | 39MA_261026.xlsx | 39MA_261026.xlsx | 39MA_261026.xlsx | 39MA_261026.xlsx | 39MA_261026.xlsx | 39MA_261026.xlsx | 39MA_261026.xlsx | 39MA_261026.xlsx | 39MA_261026.xlsx | 39MA_261026.xlsx | 39MA_261026.xlsx | 39MA_261026.xlsx | 39MA_261026.xlsx | 39MA_261026.xlsx | 39MA_261026.xlsx | 39MA_261026.xlsx | 39MA_261026.xlsx | 39MA_261026.xlsx | 39MA_261026.xlsx | 39MA_261026.xlsx | 39MA_261026.xlsx | 39MA_261026.xlsx | 39MA_261026.xlsx | 39MA_261026.xlsx | 39MA_261026.xlsx | 39WF_261019.xlsx | 39WL_261027_Drainage1719.xlsx | 39WL_261027_Drainage1719.xlsx | 39WL_261027_Drainage1719.xlsx | 39WL_261028.xlsx | 39WL_261028.xlsx | 39WL_261028.xlsx | 39WL_261028.xlsx | 39WL_261028.xlsx | 39WL_261028.xlsx | 39WL_261028.xlsx | 39WL_261028.xlsx | 39WL_261028.xlsx | 39WL_261028.xlsx | 39WL_261028.xlsx | 39WL_261028.xlsx | 39WL_261028.xlsx | 39WL_261028.xlsx | 39WL_261028.xlsx | 39WL_261028.xlsx | 39WL_261028.xlsx | 39WL_261028.xlsx | 39WL_261028.xlsx | 39WL_261028.xlsx | 39WL_261028.xlsx | 39WL_261028.xlsx | 39WL_261028.xlsx | 39WL_261028.xlsx | 39WL_261028.xlsx | 39WL_261028.xlsx | 39WL_261028.xlsx | 39WL_261028.xlsx | 39WL_261028.xlsx | 39WL_261028.xlsx | 39WL_261028.xlsx | 39WL_261028.xlsx | 39WL_261028.xlsx | 39WL_261028.xlsx | 39WL_261028.xlsx | 39WL_261028.xlsx | 39WL_261028.xlsx | 39WL_261028.xlsx | 39WL_261028.xlsx | 39WL_261028.xlsx | 39WL_261028.xlsx | 39WL_261028.xlsx | 39WL_261028.xlsx | 39WL_261028.xlsx | 39WL_261028.xlsx | 39WL_261028.xlsx | 39WL_261028.xlsx | 39WL_261028.xlsx | 39WL_261028.xlsx | 39WL_261028.xlsx | 39WL_261028.xlsx | 39WL_261028.xlsx | 39WL_261028.xlsx | 39WL_261028.xlsx | 39WL_261028.xlsx | 39WL_261028.xlsx | 39WL_261028.xlsx | 39WL_261028.xlsx | 39WL_261028.xlsx | 39WL_261028.xlsx | 39WL_261028.xlsx | 39WL_261028.xlsx | 39WL_261028.xlsx | 39WL_261028.xlsx | 39WL_261028.xlsx | 39WL_261028.xlsx | 39WL_261028.xlsx | 39WL_261028.xlsx | 39WL_261028.xlsx | 39WL_261028.xlsx | 39WL_261028.xlsx | 39WL_261028.xlsx | 39WL_261028.xlsx | 39WL_261028.xlsx | 39WL_261028.xlsx | 39WL_261028.xlsx | 39WL_261028.xlsx | 39WL_261028.xlsx | 39WL_261028.xlsx | 39WL_261028.xlsx | 39WL_261028.xlsx | 39WL_261028.xlsx | 39WL_261028.xlsx | 39WL_261028.xlsx | 39WL_261028.xlsx | 39WL_261028.xlsx | 39WL_261028.xlsx | 39WL_261028.xlsx | 39WL_261028.xlsx | 39WL_261028.xlsx | 39WL_261028.xlsx | 39WL_261028.xlsx | 39WL_261028.xlsx | 39WL_261028.xlsx | 39WL_261028.xlsx | 39WL_261028.xlsx | 39WL_261028.xlsx | 39WL_261028.xlsx | 39WL_261028.xlsx | 39WL_261028.xlsx | 39WL_261028.xlsx | 39WL_261028.xlsx | 39WL_261028.xlsx | 39WL_261028.xlsx | 39WL_261028.xlsx | 39WL_261028.xlsx | 39WL_261028.xlsx | 39WL_261028.xlsx | 39WL_261028.xlsx | 39WL_261028.xlsx | 39WL_261028.xlsx | 39WL_261028.xlsx | 39WL_261028.xlsx | 39WL_261028.xlsx | 39WL_261028.xlsx | 39WL_261028.xlsx | 39WL_261028.xlsx | 39WL_261028.xlsx | 39WL_261028.xlsx | 39WL_261028.xlsx | 39WQ_261028.xlsx | 39WQ_261028.xlsx | 39WQ_261028.xlsx | 39WQ_261028.xlsx | 39WQ_261028.xlsx | 39WQ_261028.xlsx | 39WQ_261028.xlsx | 39WQ_261028.xlsx | 39WQ_261028.xlsx | 39WQ_261028.xlsx | 39WQ_261028.xlsx | 39WQ_261028.xlsx | 39WQ_261028.xlsx | 49BL_261028.xlsx | 49BL_261028.xlsx | 49BL_261028.xlsx | 49BL_261028.xlsx | 49BL_261028.xlsx | 49BL_261028.xlsx | 49BL_261028.xlsx | 49BL_261028.xlsx | 49BL_261028.xlsx | 49BL_261028.xlsx | 49BL_261028.xlsx | 49BL_261028.xlsx | 49BL_261028.xlsx | 49BL_261028.xlsx | 49BL_261028.xlsx | 49BL_261028.xlsx | 49EA_261019_UG_Sand Trap Pit.xlsx | 49EA_261019_UG_Sand Trap Pit.xlsx | 49EA_261019_UG_Sand Trap Pit.xlsx | 49EA_261019_UG_Sand Trap Pit.xlsx | 49EA_261019_UG_Storm Water Road Crossing Pipe.xlsx | 49EA_261019_UG_Storm Water Road Crossing Pipe.xlsx | 49EA_261019_UG_Storm Water Road Crossing Pipe.xlsx | 49EA_261019_UG_Storm Water Road Crossing Pipe.xlsx | 49EA_261019_UG_Storm Water Road Crossing Pipe.xlsx | 49EA_261019_UG_Storm Water Road Crossing Pipe.xlsx | 49EA_261026.xlsx | 49EA_261026.xlsx | 49EA_261026.xlsx | 49EA_261026.xlsx | 49EE_261019_UG_Lift Station n FSLP.xlsx | 49EE_261019_UG_Lift Station n FSLP.xlsx | 49EE_261019_UG_Lift Station n FSLP.xlsx | 49EE_261019_UG_Lift Station n FSLP.xlsx | 49EE_261019_UG_Lift Station n FSLP.xlsx | 49EE_261019_UG_Lift Station n FSLP.xlsx | 49EE_261019_UG_Lift Station n FSLP.xlsx | 49EE_261019_UG_Lift Station n FSLP.xlsx | 49EE_261019_UG_Lift Station n FSLP.xlsx | 49EE_261019_UG_Lift Station n FSLP.xlsx | 49EE_261019_UG_Lift Station n FSLP.xlsx | 49EE_261019_UG_Lift Station n FSLP.xlsx | 49EE_261019_UG_Lift Station n FSLP.xlsx | 49EE_261019_UG_Lift Station n FSLP.xlsx | 49EE_261019_UG_Lift Station n FSLP.xlsx | 49EE_261019_UG_Lift Station n FSLP.xlsx | 49EE_261019_UG_Lift Station n FSLP.xlsx | 49EE_261019_UG_Lift Station n FSLP.xlsx | 49EE_261019_UG_Sewarage Manhole.xlsx | 49EE_261019_UG_Sewarage Manhole.xlsx | 49EE_261019_UG_Sewarage Manhole.xlsx | 49EE_261019_UG_Sewarage Manhole.xlsx | 49EE_261019_UG_Sewarage Manhole.xlsx | 49EE_261019_UG_Sewarage Manhole.xlsx | 49EE_261019_UG_Sewerage Pipe.xlsx | 49EE_261019_UG_Sewerage Pipe.xlsx | 49EE_261019_UG_Sewerage Pipe.xlsx | 49EE_261019_UG_Sewerage Pipe.xlsx | 49EE_261019_UG_Sewerage Pipe.xlsx | 49EE_261019_UG_Sewerage Pipe.xlsx | 49FE_261028.xlsx | 49FE_261028.xlsx | 49FE_261028.xlsx | 49FE_261028.xlsx | 49FE_261028.xlsx | 49FE_261028.xlsx | 49FE_261028.xlsx | 49FE_261028.xlsx | 49FE_261028.xlsx | 49FE_261028.xlsx | 49FE_261028.xlsx | 49FE_261028.xlsx | 49FE_261028.xlsx | 49FE_261028.xlsx | 49FE_261028.xlsx | 49FE_261028.xlsx | 49FE_261028.xlsx | 49FE_261028.xlsx | 49FE_261028.xlsx | 49FE_261028.xlsx | 49FE_261028.xlsx | 49FE_261028.xlsx | 49FE_261028.xlsx | 49FE_261028.xlsx | 49FE_261028.xlsx | 49FE_261028.xlsx | 49FE_261028.xlsx | 49FE_261028.xlsx | 49FE_261028.xlsx | 49FE_261028.xlsx | 49FE_261028.xlsx | 49FE_261028.xlsx | 49FE_261028.xlsx | 49FE_261028.xlsx | 49FE_261028.xlsx | 49FE_261028.xlsx | 49FE_261028.xlsx | 49FE_261028.xlsx | 49FE_261028.xlsx | 49FE_261028.xlsx | 49FE_261028.xlsx | 49FE_261028.xlsx | 49FE_261028.xlsx | 49FE_261028.xlsx | 49FE_261028.xlsx | 49FE_261028.xlsx | 49FE_261028.xlsx | 49FE_261028.xlsx | 49FE_261028.xlsx | 49FE_261028.xlsx | 49FE_261028.xlsx | 49FE_261028.xlsx | 49FE_261028.xlsx | 49FE_261028.xlsx | 49FE_261028.xlsx | 49FE_261028.xlsx | 49FE_261028.xlsx | 49FE_261028.xlsx | 49FE_261028.xlsx | 49FE_261028.xlsx | 49FE_261028.xlsx | 49FE_261028.xlsx | 49FE_261028.xlsx | 49FE_261028.xlsx | 49FE_261028.xlsx | 49FE_261028.xlsx | 49FE_261028.xlsx | 49FE_261028.xlsx | 49FE_261028.xlsx | 49FE_261028.xlsx | 49FE_261028.xlsx | 49FE_261028.xlsx | 49PQ_261027.xlsx | 49PQ_261027.xlsx | 49PQ_261027.xlsx | 49PQ_261027.xlsx | 49PQ_261027.xlsx | 49PQ_261027.xlsx | 49PQ_261027.xlsx | 49PQ_261027.xlsx | 49PQ_261027.xlsx | 49PQ_261027.xlsx | 49PQ_261027.xlsx | 49PQ_261027.xlsx | 49PQ_261027.xlsx | 49PQ_261027.xlsx | 49PQ_261027.xlsx | 49PQ_261027.xlsx | 49PQ_261027.xlsx | 49PQ_261027.xlsx | 49PQ_261027.xlsx | 49PQ_261027.xlsx | 49PQ_261027.xlsx | 49PQ_261027.xlsx | 49PQ_261027.xlsx | 49PQ_261027.xlsx | 49PQ_261027.xlsx | 49PQ_261027.xlsx | 49PQ_261027.xlsx | 49PQ_261027.xlsx | 49PQ_261027.xlsx | 49PQ_261027.xlsx | 49PQ_261027.xlsx | 49PQ_261027.xlsx | 49PQ_261027.xlsx | 49PR_261019_1624.xlsx | 49PR_261019_1624.xlsx | 49PR_261019_1624.xlsx | 49PR_261027_1596.xlsx | 49PR_261027_1596.xlsx | 49PR_261027_1596.xlsx | 49PR_261027_1596.xlsx | 49PR_261027_1596.xlsx | 49PR_261027_1596.xlsx | 49PR_261027_1596.xlsx | 49PR_261027_1596.xlsx | 49PR_261027_1596.xlsx | 49PR_261027_1596.xlsx | 49PR_261027_1596.xlsx | 49PR_261027_1596.xlsx | 49PR_261027_1596.xlsx | 49PR_261027_1596.xlsx | 49PR_261027_1596.xlsx | 49PR_261027_1596.xlsx | 49PR_261027_1596.xlsx | 49PR_261027_1628.xlsx | 49PR_261027_1628.xlsx | 49PR_261027_1628.xlsx | 49PR_261027_1628.xlsx | 49PR_261027_1628.xlsx | 49PR_261027_1628.xlsx | 49PR_261027_1628.xlsx | 49PR_261027_1628.xlsx | 49PR_261027_1628.xlsx | 49PR_261027_1628.xlsx | 49PR_261027_1628.xlsx | 49PR_261027_2006.xlsx | 49PR_261027_2006.xlsx | 49PR_261027_2006.xlsx | 49PR_261027_2006.xlsx | 49PR_261027_2006.xlsx | 49PR_261027_2006.xlsx | 49PR_261027_2006.xlsx | 49PR_261027_2006.xlsx | 49PR_261027_2006.xlsx | 49PR_261027_2009.xlsx | 49PR_261027_2009.xlsx | 49PR_261027_2009.xlsx | 49PR_261027_2009.xlsx | 49PR_261027_2009.xlsx | 49PR_261027_2009.xlsx | 49PR_261027_2009.xlsx | 49PR_261027_2009.xlsx | 49PR_261027_2009.xlsx | 49PR_261027_2009.xlsx | 49PR_261027_2009.xlsx | 49PR_261027_2009.xlsx | 49PR_261027_2024.xlsx | 49PR_261027_2024.xlsx | 49PR_261027_2024.xlsx | 49PR_261027_2024.xlsx | 49PR_261027_2024.xlsx | 49PR_261027_2024.xlsx | 49PR_261027_2024.xlsx | 49PR_261027_2024.xlsx | 49PR_261027_2024.xlsx | 49PR_261027_2025.xlsx | 49PR_261027_2025.xlsx | 49PR_261027_2025.xlsx | 49PR_261027_2025.xlsx | 49PR_261027_2025.xlsx | 49PR_261027_Oily1631.xlsx | 49PR_261027_Oily1631.xlsx | 49PR_261027_Oily1631.xlsx | 49PR_261027_Oily1631.xlsx | 49PR_261027_Oily1631.xlsx | 49PR_261028.xlsx | 49PR_261028.xlsx | 49PR_261028.xlsx | 49PR_261028.xlsx | 49PR_261028.xlsx | 49PR_261028.xlsx | 49PR_261028.xlsx | 49PR_261028.xlsx | 49PR_261028.xlsx | 49PR_261028.xlsx | 49PR_261028.xlsx | 49PR_261028.xlsx | 49PR_261028.xlsx | 49PR_261028.xlsx | 49PR_261028.xlsx | 49PR_261028.xlsx | 49PR_261028.xlsx | 49PR_261028.xlsx | 49PR_261028.xlsx | 49PR_261028.xlsx | 49PR_261028.xlsx | 49PR_261028.xlsx | 49PR_261028.xlsx | 49PR_261028.xlsx | 49PR_261028.xlsx | 49PR_261028.xlsx | 49PR_261028.xlsx | 49PR_261028.xlsx | 49PR_261028.xlsx | 49PR_261028.xlsx | 49PR_261028.xlsx | 49PR_261028.xlsx | 49PR_261028.xlsx | 49PR_261028.xlsx | 49PR_261028.xlsx | 49PR_261028.xlsx | 49PR_261028.xlsx | 49PR_261028.xlsx | 49PR_261028.xlsx | 49PR_261028.xlsx | 49PR_261028.xlsx | 49PR_261028.xlsx | 49PR_261028.xlsx | 49PR_261028.xlsx | 49PR_261028.xlsx | 49PR_261028.xlsx | 49PR_261028.xlsx | 49PR_261028.xlsx | 49PR_261028.xlsx | 49PR_261028.xlsx | 49PR_261028.xlsx | 49PR_261028.xlsx | 49PR_261028.xlsx | 49PR_261028.xlsx | 49PR_261028.xlsx | 49PR_261028.xlsx | 49PR_261028.xlsx | 49PR_261028.xlsx | 49PR_261028.xlsx | 49PR_261028.xlsx | 49PR_261028.xlsx | 49PR_261028.xlsx | 49PR_261028.xlsx | 49PR_261028.xlsx | 49PR_261028.xlsx | 49PR_261028.xlsx | 49PR_261028.xlsx | 49PR_261028.xlsx | 49PR_261028.xlsx | 49PR_261028.xlsx | 49PR_261028.xlsx | 49PR_261028.xlsx | 49PR_261028.xlsx | 49PR_261028.xlsx | 49PR_261028.xlsx | 49PR_261028.xlsx | 49PR_261028.xlsx | 49PR_261028.xlsx | 49PR_261028.xlsx | 49PR_261028.xlsx | 49PR_261028.xlsx | 49PR_261028.xlsx | 49PR_261028.xlsx | 49PR_261028.xlsx | 49PR_261028.xlsx | 49PR_261028.xlsx | 49PR_261028.xlsx | 49PS_261026.xlsx | 49PS_261026.xlsx | 49PS_261026.xlsx | 49PS_261026.xlsx | 49PS_261026.xlsx | 49PS_261026.xlsx | 49PS_261026.xlsx | 49PS_261026.xlsx | 49PS_261026.xlsx | 49PS_261026.xlsx | 49PS_261026.xlsx | 49PS_261026.xlsx | 49PS_261026.xlsx | 49PS_261026.xlsx | 49PS_261026.xlsx | 49W1_261028.xlsx | 49W1_261028.xlsx | 49W1_261028.xlsx | 49W1_261028.xlsx | 49W1_261028.xlsx | 49W1_261028.xlsx | 49W1_261028.xlsx | 49W1_261028.xlsx | 49W1_261028.xlsx | 49W1_261028.xlsx | 49W1_261028.xlsx | 49W1_261028.xlsx | 49W1_261028.xlsx | 49W1_261028.xlsx | 49W1_261028.xlsx | 49W1_261028.xlsx | 49W1_261028.xlsx | 49W1_261028.xlsx | 49W1_261028.xlsx | 49W1_261028.xlsx | 49W1_261028.xlsx | 49W1_261028.xlsx | 49W1_261028.xlsx | 49W1_261028.xlsx | 49W1_261028.xlsx | 49W1_261028.xlsx | 49W1_261028.xlsx | 49W1_261028.xlsx | 49W1_261028.xlsx | 49W1_261028.xlsx | 49W1_261028.xlsx | 49W1_261028.xlsx | 49W1_261028.xlsx | 49W1_261028.xlsx | 49W1_261028.xlsx | 49W1_261028.xlsx | 49W1_261028.xlsx | 49W1_261028.xlsx | 49W1_261028.xlsx | 49W1_261028.xlsx | 49W1_261028.xlsx | 49W1_261028.xlsx | 49W1_261028.xlsx | 49W1_261028.xlsx | 49W1_261028.xlsx | 49W1_261028.xlsx | 49W1_261028.xlsx | 49W1_261028.xlsx | 49W1_261028.xlsx | 49W1_261028.xlsx | 49W1_261028.xlsx | 49W1_261028.xlsx | 49W1_261028.xlsx | 49W1_261028.xlsx | 49W1_261028.xlsx | 49W1_261028.xlsx | 49W1_261028.xlsx | 49W1_261028.xlsx | 49W1_261028.xlsx | 49W1_261028.xlsx | 49W1_261028.xlsx | 49W1_261028.xlsx | 49W1_261028.xlsx | 49W1_261028.xlsx | 49W1_261028.xlsx | 49W1_261028.xlsx | 49W1_261028.xlsx | 49W1_261028.xlsx | 49W1_261028.xlsx | 49W1_261028.xlsx | 49W1_261028.xlsx | 49W1_261028.xlsx | 49W1_261028.xlsx | 49W1_261028.xlsx | 49W1_261028.xlsx | 49W1_261028.xlsx | 49W1_261028.xlsx | 49W1_261028.xlsx | 49W1_261028.xlsx | 49W1_261028.xlsx | 49W1_261028.xlsx | 49W1_261028.xlsx | 49W1_261028.xlsx | 49W1_261028.xlsx | 49W1_261028.xlsx | 49W1_261028.xlsx | 49W1_261028.xlsx | 49W1_261028.xlsx | 49W1_261028.xlsx | 49W1_261028.xlsx | 49W1_261028.xlsx | 49W1_261028.xlsx | 49W1_261028.xlsx | 49W1_261028.xlsx | 49W1_261028.xlsx | 49W1_261028.xlsx | 49W1_261028.xlsx | 49W1_261028.xlsx | 49W1_261028.xlsx | 49W1_261028.xlsx | 49W1_261028.xlsx | 49W1_261028.xlsx | 49W1_261028.xlsx | 49W1_261028.xlsx | 49W1_261028.xlsx | 49W1_261028.xlsx | 49W1_261028.xlsx | 49W1_261028.xlsx | 49W1_261028.xlsx | 49W1_261028.xlsx | 49W1_261028.xlsx | 49W1_261028.xlsx | 49W1_261028.xlsx | 49W1_261028.xlsx | 49W1_261028.xlsx | 49W1_261028.xlsx | 49W1_261028.xlsx | 49W1_261028.xlsx | 49W1_261028.xlsx | 49W1_261028.xlsx | 49W1_261028.xlsx | 49W1_261028.xlsx | 49W1_261028.xlsx | 49W1_261028.xlsx | 49W1_261028.xlsx | 49W1_261028.xlsx | 49W1_261028.xlsx | 49W1_261028.xlsx | 49W1_261028.xlsx | 49W1_261028.xlsx | 49W1_261028.xlsx | 49W1_261028.xlsx | 49W1_261028.xlsx | 49W1_261028.xlsx | 49W1_261028.xlsx | 49W1_261028.xlsx | 49W1_261028.xlsx | 49W1_261028.xlsx | 3000_261027_Elec Duct Bank and etc.xlsx | 3000_261027_Elec Duct Bank and etc.xlsx | 3000_261027_Elec Duct Bank and etc.xlsx | 3000_261027_Elec Duct Bank and etc.xlsx | 3000_261027_Elec Duct Bank and etc.xlsx | 3000_261027_Elec Duct Bank and etc.xlsx | 3000_261027_Elec Duct Bank and etc.xlsx | 3000_261027_Elec Duct Bank and etc.xlsx | 3000_261027_Elec Duct Bank and etc.xlsx | 3000_261027_Elec Duct Bank and etc.xlsx | 3000_261027_Elec Duct Bank and etc.xlsx | 3000_261027_Elec Duct Bank and etc.xlsx | 3000_261027_Elec Duct Bank and etc.xlsx | 3000_261027_Elec Duct Bank and etc.xlsx | 3000_261027_Elec Duct Bank and etc.xlsx | 3000_261027_Elec Duct Bank and etc.xlsx | 3000_261027_Elec Duct Bank and etc.xlsx | 3000_261027_Elec Duct Bank and etc.xlsx | 3000_261027_Elec Duct Bank and etc.xlsx | 3000_261027_Elec Duct Bank and etc.xlsx | 3000_261027_Elec Duct Bank and etc.xlsx | 3000_261027_Elec Duct Bank and etc.xlsx | 3000_261027_Elec Duct Bank and etc.xlsx | 3000_261028_Road n Paving.xlsx | 3000_261028_Road n Paving.xlsx | 3000_261028_Road n Paving.xlsx | 3000_261028_Road n Paving.xlsx | 3000_261028_Road n Paving.xlsx | 3000_261028_Road n Paving.xlsx | 3000_261028_Road n Paving.xlsx | 3000_261028_Road n Paving.xlsx | 3100_261028.xlsx | 3100_261028.xlsx | 3100_261028.xlsx | 3100_261028.xlsx | 3100_261028.xlsx | 3100_261028.xlsx | 3100_261028.xlsx | 3100_261028.xlsx | 3100_261028.xlsx | 3100_261028.xlsx | 3100_261028.xlsx | 3100_261028.xlsx | 3100_261028.xlsx | 3100_261028.xlsx | 3100_261028.xlsx | 3100_261028.xlsx | 3100_261028.xlsx | 3100_261028.xlsx | 3100_261028.xlsx | 3100_261028.xlsx | 3100_261028.xlsx | 3100_261028.xlsx | 3100_261028.xlsx | 3100_261028.xlsx | 3110_261028.xlsx | 3110_261028.xlsx | 3110_261028.xlsx | 3110_261028.xlsx | 3110_261028.xlsx | 3110_261028.xlsx | 3110_261028.xlsx | 3110_261028.xlsx | 3110_261028.xlsx | 3110_261028.xlsx | 3110_261028.xlsx | 3110_261028.xlsx | 3110_261028.xlsx | 3110_261028.xlsx | 3110_261028.xlsx | 3110_261028.xlsx | 3110_261028.xlsx | 3110_261028.xlsx | 3110_261028.xlsx | 3110_261028.xlsx | 3110_261028.xlsx | 3110_261028.xlsx | 3110_261028.xlsx | 3110_261028.xlsx | 3110_261028.xlsx | 3110_261028.xlsx | 3110_261028.xlsx | 3110_261028.xlsx | 3110_261028.xlsx | 3110_261028.xlsx | 3110_261028.xlsx | 3110_261028.xlsx | 3110_261028.xlsx | 3110_261028.xlsx | 3110_261028.xlsx | 3110_261028.xlsx | 3110_261028.xlsx | 3110_261028.xlsx | 3110_261028.xlsx | 3110_261028.xlsx | 3110_261028.xlsx | 3110_261028.xlsx | 3110_261028.xlsx | 3110_261028.xlsx | 3110_261028.xlsx | 3110_261028.xlsx | 3110_261028.xlsx | 3110_261028.xlsx | 3110_261028.xlsx | 3110_261028.xlsx | 3110_261028.xlsx | 3110_261028.xlsx | 3120_261028.xlsx | 3120_261028.xlsx | 3120_261028.xlsx | 3120_261028.xlsx | 3120_261028.xlsx | 3120_261028.xlsx | 3120_261028.xlsx | 3120_261028.xlsx | 3120_261028.xlsx | 3120_261028.xlsx | 3120_261028.xlsx | 3120_261028.xlsx | 3120_261028.xlsx | 3120_261028.xlsx | 3120_261028.xlsx | 3120_261028.xlsx | 3120_261028.xlsx | 3120_261028.xlsx | 3120_261028.xlsx | 3120_261028.xlsx | 3120_261028.xlsx | 3120_261028.xlsx | 3120_261028.xlsx | 3120_261028.xlsx | 3120_261028.xlsx | 3120_261028.xlsx | 3120_261028.xlsx | 3120_261028.xlsx | 3120_261028.xlsx | 3120_261028.xlsx | 3120_261028.xlsx | 3120_261028.xlsx | 3120_261028.xlsx | 3120_261028.xlsx | 3120_261028.xlsx | 3120_261028.xlsx | 3120_261028.xlsx | 3120_261028.xlsx | 3120_261028.xlsx | 3120_261028.xlsx | 3120_261028.xlsx | 3120_261028.xlsx | 3120_261028.xlsx | 3120_261028.xlsx | 3120_261028.xlsx | 3120_261028.xlsx | 3120_261028.xlsx | 3120_261028.xlsx | 3120_261028.xlsx | 3120_261028.xlsx | 3120_261028.xlsx | 3120_261028.xlsx | 3120_261028.xlsx | 3120_261028.xlsx | 3120_261028.xlsx | 3120_261028.xlsx | 3120_261028.xlsx | 3120_261028.xlsx | 3120_261028.xlsx | 3120_261028.xlsx | 3120_261028.xlsx | 3120_261028.xlsx | 3120_261028.xlsx | 3120_261028.xlsx | 3120_261028.xlsx | 3120_261028.xlsx | 3120_261028.xlsx | 3120_261028.xlsx | 3120_261028.xlsx | 3120_261028.xlsx | 3120_261028.xlsx | 3120_261028.xlsx | 3120_261028.xlsx | 3120_261028.xlsx | 3120_261028.xlsx | 3120_261028.xlsx | 3120_261028.xlsx | 3120_261028.xlsx | 3120_261028.xlsx | 3120_261028.xlsx | 3120_261028.xlsx | 3120_261028.xlsx | 3120_261028.xlsx | 3120_261028.xlsx | 3120_261028.xlsx | 3120_261028.xlsx | 3120_261028.xlsx | 3120_261028.xlsx | 3120_261028.xlsx | 3120_261028.xlsx | 3120_261028.xlsx | 3120_261028.xlsx | 3120_261028.xlsx | 3120_261028.xlsx | 3120_261028.xlsx | 3120_261028.xlsx | 3120_261028.xlsx | 3120_261028.xlsx | 3120_261028.xlsx | 3120_261028.xlsx | 3120_261028.xlsx | 3120_261028.xlsx | 3120_261028.xlsx | 3120_261028.xlsx | 3120_261028.xlsx | 3120_261028.xlsx | 3120_261028.xlsx | 3120_261028.xlsx | 3120_261028.xlsx | 3120_261028.xlsx | 3120_261028.xlsx | 3120_261028.xlsx | 3120_261028.xlsx | 3120_261028.xlsx | 3120_261028.xlsx | 3120_261028.xlsx | 3120_261028.xlsx | 3120_261028.xlsx | 3120_261028.xlsx | 3120_261028.xlsx | 3120_261028.xlsx | 3120_261028.xlsx | 3120_261028.xlsx | 3120_261028.xlsx | 3120_261028.xlsx | 3120_261028.xlsx | 3120_261028.xlsx | 3130_261028.xlsx | 3130_261028.xlsx | 3130_261028.xlsx | 3130_261028.xlsx | 3130_261028.xlsx | 3130_261028.xlsx | 3130_261028.xlsx | 3130_261028.xlsx | 3130_261028.xlsx | 3130_261028.xlsx | 3130_261028.xlsx | 3130_261028.xlsx | 3130_261028.xlsx | 3130_261028.xlsx | 3130_261028.xlsx | 3130_261028.xlsx | 3130_261028.xlsx | 3130_261028.xlsx | 3130_261028.xlsx | 3130_261028.xlsx | 3130_261028.xlsx | 3130_261028.xlsx | 3130_261028.xlsx | 3130_261028.xlsx | 3130_261028.xlsx | 3130_261028.xlsx | 3130_261028.xlsx | 3130_261028.xlsx | 3130_261028.xlsx | 3130_261028.xlsx | 3130_261028.xlsx | 3130_261028.xlsx | 3130_261028.xlsx | 3130_261028.xlsx | 3130_261028.xlsx | 3130_261028.xlsx | 3130_261028.xlsx | 3130_261028.xlsx | 3130_261028.xlsx | 3130_261028.xlsx | 3130_261028.xlsx | 3130_261028.xlsx | 3130_261028.xlsx | 3130_261028.xlsx | 3130_261028.xlsx | 3130_261028.xlsx | 3130_261028.xlsx | 3130_261028.xlsx | 3130_261028.xlsx | 3130_261028.xlsx | 3130_261028.xlsx | 3130_261028.xlsx | 3130_261028.xlsx | 3130_261028.xlsx | 3130_261028.xlsx | 3130_261028.xlsx | 3210_261026.xlsx | 3210_261026.xlsx | 3210_261026.xlsx | 3210_261026.xlsx | 3210_261026.xlsx | 3210_261026.xlsx | 3210_261026.xlsx | 3210_261026.xlsx | 3210_261026.xlsx | 3210_261026.xlsx | 3210_261026.xlsx | 3210_261026.xlsx | 3210_261026.xlsx | 3210_261026.xlsx | 3210_261026.xlsx | 3210_261026.xlsx | 3210_261026.xlsx | 3210_261026.xlsx | 3210_261026.xlsx | 3210_261026.xlsx | 3210_261026.xlsx | 3210_261026.xlsx | 3210_261026.xlsx | 3210_261026.xlsx | 3210_261026.xlsx | 3210_261026.xlsx | 3210_261026.xlsx | 3210_261026.xlsx | 3210_261026.xlsx | 3210_261026.xlsx | 3210_261026.xlsx | 3210_261026.xlsx | 3210_261026.xlsx | 3210_261026.xlsx | 3210_261026.xlsx | 3210_261026.xlsx | 3210_261026.xlsx | 3210_261026.xlsx | 3210_261026.xlsx | 3210_261026.xlsx | 3210_261026.xlsx | 3210_261026.xlsx | 3210_261026.xlsx | 3210_261026.xlsx | 3210_261026.xlsx | 3210_261026.xlsx | 3210_261026.xlsx | 3210_261026.xlsx | 3210_261026.xlsx | 3210_261026.xlsx | 3210_261026.xlsx | 3210_261026.xlsx | 3220_261028.xlsx | 3220_261028.xlsx | 3220_261028.xlsx | 3220_261028.xlsx | 3220_261028.xlsx | 3220_261028.xlsx | 3220_261028.xlsx | 3220_261028.xlsx | 3220_261028.xlsx | 3220_261028.xlsx | 3220_261028.xlsx | 3220_261028.xlsx | 3230_261028.xlsx | 3230_261028.xlsx | 3230_261028.xlsx | 3230_261028.xlsx | 3230_261028.xlsx | 3230_261028.xlsx | 3230_261028.xlsx | 3310_261026.xlsx | 3310_261026.xlsx | 3310_261026.xlsx | 3310_261026.xlsx | 3310_261026.xlsx | 3310_261026.xlsx | 3310_261026.xlsx | 3310_261026.xlsx | 3310_261026.xlsx | 3310_261026.xlsx | 3310_261026.xlsx | 3310_261026.xlsx | 3310_261026.xlsx | 3310_261026.xlsx | 3310_261026.xlsx | 3310_261026.xlsx | 3310_261026.xlsx | 3310_261026.xlsx | 3310_261026.xlsx | 3310_261026.xlsx | 3310_261026.xlsx | 3310_261026.xlsx | 3310_261026.xlsx | 3310_261026.xlsx | 3310_261026.xlsx | 3310_261026.xlsx | 3310_261026.xlsx | 3310_261026.xlsx | 3310_261026.xlsx | 3310_261026.xlsx | 3310_261026.xlsx | 3310_261026.xlsx | 3310_261026.xlsx | 3310_261026.xlsx | 3310_261026.xlsx | 3310_261026.xlsx | 3310_261026.xlsx | 3310_261026.xlsx | 3310_261026.xlsx | 3310_261026.xlsx | 3310_261026.xlsx | 3310_261026.xlsx | 3320_261026.xlsx | 3320_261026.xlsx | 3320_261026.xlsx | 3320_261026.xlsx | 3320_261026.xlsx | 3320_261026.xlsx | 3320_261026.xlsx | 3320_261026.xlsx | 3320_261026.xlsx | 3320_261026.xlsx | 3320_261026.xlsx | 3320_261026.xlsx | 3320_261026.xlsx | 3320_261026.xlsx | 3320_261026.xlsx | 3320_261026.xlsx | 3320_261026.xlsx | 3320_261026.xlsx | 3320_261026.xlsx | 3320_261026.xlsx | 3320_261026.xlsx | 3320_261026.xlsx | 3320_261026.xlsx | 3320_261026.xlsx | 3320_261026.xlsx | 3320_261026.xlsx | 3320_261026.xlsx | 3340_261026.xlsx | 3340_261026.xlsx | 3340_261026.xlsx | 3340_261026.xlsx | 3340_261026.xlsx | 3340_261026.xlsx | 3340_261026.xlsx | 3340_261026.xlsx | 3340_261026.xlsx | 3340_261026.xlsx | 3340_261026.xlsx | 3340_261026.xlsx | 3340_261026.xlsx | 3340_261026.xlsx | 3340_261026.xlsx | 3340_261026.xlsx | 3340_261026.xlsx | 3340_261026.xlsx | 3340_261026.xlsx | 3340_261026.xlsx | 3340_261026.xlsx | 3340_261026.xlsx | 3340_261026.xlsx | 3340_261026.xlsx | 3340_261026.xlsx | 3340_261026.xlsx | 3340_261026.xlsx | 3340_261026.xlsx | 3340_261026.xlsx | 3340_261026.xlsx | 3340_261026.xlsx | 3340_261026.xlsx | 3340_261026.xlsx | 3340_261026.xlsx | 3340_261026.xlsx | 3340_261026.xlsx | 3340_261026.xlsx | 3340_261026.xlsx | 3340_261026.xlsx | 3340_261026.xlsx | 3340_261026.xlsx | 3340_261026.xlsx | 3350_261028.xlsx | 3350_261028.xlsx | 3350_261028.xlsx | 3350_261028.xlsx | 3350_261028.xlsx | 3350_261028.xlsx | 3350_261028.xlsx | 3350_261028.xlsx | 3350_261028.xlsx | 3350_261028.xlsx | 3350_261028.xlsx | 3350_261028.xlsx | 3350_261028.xlsx | 3350_261028.xlsx | 3350_261028.xlsx | 3350_261028.xlsx | 3350_261028.xlsx | 3350_261028.xlsx | 3350_261028.xlsx | 3360_261028.xlsx | 3360_261028.xlsx | 3360_261028.xlsx | 3360_261028.xlsx | 3360_261028.xlsx | 3360_261028.xlsx | 3360_261028.xlsx | 3360_261028.xlsx | 3360_261028.xlsx | 3360_261028.xlsx | 3360_261028.xlsx | 3360_261028.xlsx | 3360_261028.xlsx | 3360_261028.xlsx | 3360_261028.xlsx | 3360_261028.xlsx | 3360_261028.xlsx | 3360_261028.xlsx | 3360_261028.xlsx | 3360_261028.xlsx | 3360_261028.xlsx | 3360_261028.xlsx | 3360_261028.xlsx | 3360_261028.xlsx | 3360_261028.xlsx | 3360_261028.xlsx | 3360_261028.xlsx | 3360_261028.xlsx | 3360_261028.xlsx | 3360_261028.xlsx | 3360_261028.xlsx | 3360_261028.xlsx | 3360_261028.xlsx | 3360_261028.xlsx | 3360_261028.xlsx | 3360_261028.xlsx | 3360_261028.xlsx | 3360_261028.xlsx | 3360_261028.xlsx | 3360_261028.xlsx | 3360_261028.xlsx | 3360_261028.xlsx | 3360_261028.xlsx | 3360_261028.xlsx | 3360_261028.xlsx | 3360_261028.xlsx | 3360_261028.xlsx | 3360_261028.xlsx | 3360_261028.xlsx | 3360_261028.xlsx | 3370_261019.xlsx | 3380_261026.xlsx | 3380_261026.xlsx | 3380_261026.xlsx | 3380_261026.xlsx | 3380_261026.xlsx | 3380_261026.xlsx | 3380_261026.xlsx | 3380_261026.xlsx | 3380_261026.xlsx | 3380_261026.xlsx | 3380_261026.xlsx | 3380_261026.xlsx | 3380_261026.xlsx | 3380_261026.xlsx | 3380_261026.xlsx | 3380_261026.xlsx | 3380_261026.xlsx | 3380_261026.xlsx | 3380_261026.xlsx | 3380_261026.xlsx | 3380_261026.xlsx | 3380_261026.xlsx | 3380_261026.xlsx | 3380_261026.xlsx | 3380_261026.xlsx | 3380_261026.xlsx | 3380_261026.xlsx | 3410_261026.xlsx | 3410_261026.xlsx | 3410_261026.xlsx | 3410_261026.xlsx | 3410_261026.xlsx | 3410_261026.xlsx | 3410_261026.xlsx | 3410_261026.xlsx | 3410_261026.xlsx | 3410_261026.xlsx | 3410_261026.xlsx | 3410_261026.xlsx | 3420_261027.xlsx | 3420_261027.xlsx | 3420_261027.xlsx | 3420_261027.xlsx | 3420_261027.xlsx | 3420_261027.xlsx | 3420_261027.xlsx | 3420_261027.xlsx | 3420_261027.xlsx | 3420_261027.xlsx | 3420_261027.xlsx | 3420_261027.xlsx | 3420_261027.xlsx | 3420_261027.xlsx | 3420_261027.xlsx | 3420_261027.xlsx | 3420_261027.xlsx | 3420_261027.xlsx | 3420_261027.xlsx | 3420_261027.xlsx | 3420_261027.xlsx | 3420_261027.xlsx | 3420_261027.xlsx | 3420_261027.xlsx | 3420_261027.xlsx | 3420_261027.xlsx | 3420_261027.xlsx | 3420_261027.xlsx | 3420_261027.xlsx | 3420_261027.xlsx | 3420_261027.xlsx | 3420_261027.xlsx | 3420_261027.xlsx | 3420_261027.xlsx | 3420_261027.xlsx | 3420_261027.xlsx | 3440_261027.xlsx | 3440_261027.xlsx | 3440_261027.xlsx | 3440_261027.xlsx | 3440_261027.xlsx | 3440_261027.xlsx | 3440_261027.xlsx | 3440_261027.xlsx | 3440_261027.xlsx | 3440_261027.xlsx | 3440_261027.xlsx | 3440_261027.xlsx | 3440_261027.xlsx | 3440_261027.xlsx | 3440_261027.xlsx | 3440_261027.xlsx | 3440_261027.xlsx | 3440_261027.xlsx | 3440_261027.xlsx | 3450_261027.xlsx | 3450_261027.xlsx | 3450_261027.xlsx | 3450_261027.xlsx | 3450_261027.xlsx | 3450_261027.xlsx | 3450_261027.xlsx | 3450_261027.xlsx | 3450_261027.xlsx | 3450_261027.xlsx | 3450_261027.xlsx | 3450_261027.xlsx | 3450_261027.xlsx | 3450_261027.xlsx | 3450_261027.xlsx | 3450_261027.xlsx | 3450_261027.xlsx | 3450_261027.xlsx | 3450_261027.xlsx | 3450_261027.xlsx | 3450_261027.xlsx | 3450_261027.xlsx | 3450_261027.xlsx | 3450_261027.xlsx | 3450_261027.xlsx | 3450_261027.xlsx | 3450_261027.xlsx | 3450_261027.xlsx | 3450_261027.xlsx | 3450_261027.xlsx | 3450_261027.xlsx | 3450_261027.xlsx | 3450_261027.xlsx | 3450_261027.xlsx | 3450_261027.xlsx | 3450_261027.xlsx | 3450_261027.xlsx | 3450_261027.xlsx | 3450_261027.xlsx | 3450_261027.xlsx | 3450_261027.xlsx | 3450_261027.xlsx | 3450_261027.xlsx | 3450_261027.xlsx | 3450_261027.xlsx | 3450_261027.xlsx | 3450_261027.xlsx | 3450_261027.xlsx | 3450_261027.xlsx | 3450_261027.xlsx | 3450_261027.xlsx | 3450_261027.xlsx | 3450_261027.xlsx | 3450_261027.xlsx | 3450_261027.xlsx | 3450_261027.xlsx | 3450_261027.xlsx | 3450_261027.xlsx | 3450_261027.xlsx | 3450_261027.xlsx | 3450_261027.xlsx | 3450_261027.xlsx | 3510_261027.xlsx | 3510_261027.xlsx | 3510_261027.xlsx | 3510_261027.xlsx | 3510_261027.xlsx | 3510_261027.xlsx | 3510_261027.xlsx | 3510_261027.xlsx | 3510_261027.xlsx | 3510_261027.xlsx | 3510_261027.xlsx | 3510_261027.xlsx | 3510_261027.xlsx | 3510_261027.xlsx | 3510_261027.xlsx | 3510_261027.xlsx | 3510_261027.xlsx | 3510_261027.xlsx | 3510_261027.xlsx | 3510_261027.xlsx | 3510_261027.xlsx | 3510_261027.xlsx | 3510_261027.xlsx | 3510_261027.xlsx | 3510_261027.xlsx | 3510_261027.xlsx | 3510_261027.xlsx | 3510_261027.xlsx | 3510_261027.xlsx | 3510_261027.xlsx | 3510_261027.xlsx | 3510_261027.xlsx | 3510_261027.xlsx | 3510_261027.xlsx | 3510_261027.xlsx | 3510_261027.xlsx | 3510_261027.xlsx | 3510_261027.xlsx | 3510_261027.xlsx | 3510_261027.xlsx | 3510_261027.xlsx | 3510_261027.xlsx | 3510_261027.xlsx | 3510_261027.xlsx | 3510_261027.xlsx | 3510_261027.xlsx | 3510_261027.xlsx | 3510_261027.xlsx | 3520_261027.xlsx | 3520_261027.xlsx | 3520_261027.xlsx | 3520_261027.xlsx | 3520_261027.xlsx | 3520_261027.xlsx | 3520_261027.xlsx | 3520_261027.xlsx | 3520_261027.xlsx | 3520_261027.xlsx | 3520_261027.xlsx | 3520_261027.xlsx | 3520_261027.xlsx | 3520_261027.xlsx | 3520_261027.xlsx | 3520_261027.xlsx | 3520_261027.xlsx | 3520_261027.xlsx | 3520_261027.xlsx | 3520_261027.xlsx | 3520_261027.xlsx | 3520_261027.xlsx | 3520_261027.xlsx | 3520_261027.xlsx | 3520_261027.xlsx | 3520_261027.xlsx | 3520_261027.xlsx | 3520_261027.xlsx | 3520_261027.xlsx | 3520_261027.xlsx | 3520_261027.xlsx | 3520_261027.xlsx | 3520_261027.xlsx | 3520_261027.xlsx | 3520_261027.xlsx | 3520_261027.xlsx | 3520_261027.xlsx | 3520_261027.xlsx | 3520_261027.xlsx | 3520_261027.xlsx | 3520_261027.xlsx | 3520_261027.xlsx | 3520_261027.xlsx | 3520_261027.xlsx | 3520_261027.xlsx | 3520_261027.xlsx | 3520_261027.xlsx | 3520_261027.xlsx | 3520_261027.xlsx | 3520_261027.xlsx | 3520_261027.xlsx | 3520_261027.xlsx | 3520_261027.xlsx | 3520_261027.xlsx | 3520_261027.xlsx | 3520_261027.xlsx | 3520_261027.xlsx | 3520_261027.xlsx | 3520_261027.xlsx | 3520_261027.xlsx | 3520_261027.xlsx | 3520_261027.xlsx | 3520_261027.xlsx | 3540_261028.xlsx | 3540_261028.xlsx | 3610_261027.xlsx | 3610_261027.xlsx | 3610_261027.xlsx | 3610_261027.xlsx | 3610_261027.xlsx | 3610_261027.xlsx | 3610_261027.xlsx | 3610_261027.xlsx | 3610_261027.xlsx | 3610_261027.xlsx | 3610_261027.xlsx | 3610_261027.xlsx | 3610_261027.xlsx | 3610_261027.xlsx | 3610_261027.xlsx | 3610_261027.xlsx | 3610_261027.xlsx | 3610_261027.xlsx | 3610_261027.xlsx | 3610_261027.xlsx | 3610_261027.xlsx | 3610_261027.xlsx | 3610_261027.xlsx | 3610_261027.xlsx | 3610_261027.xlsx | 3610_261027.xlsx | 3610_261027.xlsx | 3610_261027.xlsx | 3610_261027.xlsx | 3610_261027.xlsx | 3610_261027.xlsx | 3610_261027.xlsx | 3610_261027.xlsx | 3610_261027.xlsx | 3610_261027.xlsx | 3610_261027.xlsx | 3610_261027.xlsx | 3610_261027.xlsx | 3610_261027.xlsx | 3640_261027.xlsx | 3640_261027.xlsx | 3640_261027.xlsx | 3640_261027.xlsx | 3640_261027.xlsx | 3640_261027.xlsx | 3640_261027.xlsx | 3640_261027.xlsx | 3640_261027.xlsx | 3640_261027.xlsx | 3640_261027.xlsx | 3640_261027.xlsx | 3640_261027.xlsx | 3640_261027.xlsx | 3640_261027.xlsx | 3640_261027.xlsx | 3640_261027.xlsx | 3640_261027.xlsx | 3640_261027.xlsx | 3640_261027.xlsx | 3640_261027.xlsx | 3640_261027.xlsx | 3640_261027.xlsx | 3640_261027.xlsx | 3640_261027.xlsx | 3640_261027.xlsx | 3640_261027.xlsx | 3640_261027.xlsx | 3640_261027.xlsx | 3640_261027.xlsx | 3640_261027.xlsx | 3640_261027.xlsx | 3640_261027.xlsx | 3640_261027.xlsx | 3640_261027.xlsx | 3640_261027.xlsx | 3640_261027.xlsx | 3640_261027.xlsx | 3640_261027.xlsx | 3640_261027.xlsx | 3650_261027.xlsx | 3650_261027.xlsx | 3650_261027.xlsx | 3650_261027.xlsx | 3650_261027.xlsx | 3650_261027.xlsx | 3650_261027.xlsx | 3650_261027.xlsx | 3650_261027.xlsx | 3650_261027.xlsx | 3650_261027.xlsx | 3650_261027.xlsx | 3650_261027.xlsx | 3650_261027.xlsx | 3650_261027.xlsx | 3650_261027.xlsx | 3650_261027.xlsx | 3650_261027.xlsx | 3650_261027.xlsx | 3650_261027.xlsx | 3650_261027.xlsx | 3650_261027.xlsx | 3650_261027.xlsx | 3650_261027.xlsx | 3650_261027.xlsx | 3650_261027.xlsx | 3650_261027.xlsx | 3650_261027.xlsx | 3650_261027.xlsx | 3650_261027.xlsx | 3650_261027.xlsx | 3650_261027.xlsx | 3650_261027.xlsx | 3650_261027.xlsx | 3650_261027.xlsx | 3650_261027.xlsx | 3650_261027.xlsx | 3650_261027.xlsx | 3650_261027.xlsx | 3650_261027.xlsx | 3650_261027.xlsx | 3650_261027.xlsx | 3650_261027.xlsx | 3650_261027.xlsx | 3650_261027.xlsx | 3650_261027.xlsx | 3660_261027.xlsx | 3660_261027.xlsx | 3660_261027.xlsx | 3660_261027.xlsx | 3660_261027.xlsx | 3660_261027.xlsx | 3660_261027.xlsx | 3660_261027.xlsx | 3660_261027.xlsx | 3660_261027.xlsx | 3660_261027.xlsx | 3660_261027.xlsx | 3660_261027.xlsx | 3660_261027.xlsx | 3660_261027.xlsx | 3660_261027.xlsx | 3660_261027.xlsx | 3660_261027.xlsx | 3660_261027.xlsx | 3660_261027.xlsx | 3660_261027.xlsx | 3660_261027.xlsx | 3660_261027.xlsx | 3660_261027.xlsx | 3660_261027.xlsx | 3660_261027.xlsx | 3660_261027.xlsx | 3660_261027.xlsx | 3660_261027.xlsx | 3660_261027.xlsx | 3660_261027.xlsx | 3660_261027.xlsx | 3660_261027.xlsx | 3660_261027.xlsx | 3660_261027.xlsx | 3660_261027.xlsx | 3660_261027.xlsx | 3660_261027.xlsx | 3660_261027.xlsx | 3660_261027.xlsx | 3660_261027.xlsx | 3690_261019.xlsx | 3690_261019.xlsx | 3690_261019.xlsx | 3690_261019.xlsx | 3690_261019.xlsx | 3690_261019.xlsx | 3690_261019.xlsx | 3690_261019.xlsx | 3690_261019.xlsx | 3710_261027.xlsx | 3710_261027.xlsx | 3710_261027.xlsx | 3710_261027.xlsx | 3710_261027.xlsx | 3710_261027.xlsx | 3710_261027.xlsx | 3710_261027.xlsx | 3710_261027.xlsx | 3710_261027.xlsx | 3710_261027.xlsx | 3710_261027.xlsx | 3710_261027.xlsx | 3710_261027.xlsx | 3710_261027.xlsx | 3710_261027.xlsx | 3720_261019.xlsx | 3740_261019.xlsx | 3750_261026.xlsx | 3750_261026.xlsx | 3750_261026.xlsx | 3750_261026.xlsx | 3750_261026.xlsx | 3750_261026.xlsx | 3750_261026.xlsx | 3750_261026.xlsx | 3750_261026.xlsx | 3750_261026.xlsx | 3750_261026.xlsx | 3810_261027.xlsx | 3810_261027.xlsx | 3810_261027.xlsx | 3810_261027.xlsx | 3810_261027.xlsx | 3810_261027.xlsx | 3810_261027.xlsx | 3810_261027.xlsx | 3810_261027.xlsx | 3810_261027.xlsx | 3810_261027.xlsx | 3810_261027.xlsx | 3810_261027.xlsx | 3810_261027.xlsx | 3810_261027.xlsx | 3810_261027.xlsx | 3810_261027.xlsx | 3810_261027.xlsx | 3810_261027.xlsx | 3810_261027.xlsx | 3810_261027.xlsx | 3810_261027.xlsx | 3810_261027.xlsx | 3810_261027.xlsx | 3810_261027.xlsx | 3810_261027.xlsx | 3810_261027.xlsx | 3810_261027.xlsx | 3810_261027.xlsx | 3810_261027.xlsx | 3810_261027.xlsx | 3810_261027.xlsx | 3810_261027.xlsx | 3810_261027.xlsx | 3810_261027.xlsx | 3810_261027.xlsx | 3810_261027.xlsx | 3810_261027.xlsx | 3810_261027.xlsx | 3810_261027.xlsx | 3820_261027.xlsx | 3820_261027.xlsx | 3820_261027.xlsx | 3820_261027.xlsx | 3820_261027.xlsx | 3820_261027.xlsx | 3820_261027.xlsx | 3820_261027.xlsx | 3820_261027.xlsx | 3820_261027.xlsx | 3820_261027.xlsx | 3820_261027.xlsx | 3820_261027.xlsx | 3820_261027.xlsx | 3830_261027.xlsx | 3830_261027.xlsx | 3830_261027.xlsx | 3830_261027.xlsx | 3830_261027.xlsx | 3840_261019.xlsx | 3840_261019.xlsx | 3840_261019.xlsx | 3850_261027.xlsx | 3850_261027.xlsx | 3850_261027.xlsx | 3850_261027.xlsx | 3850_261027.xlsx | 3850_261027.xlsx | 3850_261027.xlsx | 3850_261027.xlsx | 3850_261027.xlsx | 3850_261027.xlsx | 3850_261027.xlsx | 3850_261027.xlsx | 3850_261027.xlsx | 3850_261027.xlsx | 3850_261027.xlsx | 3850_261027.xlsx | 3850_261027.xlsx | 3850_261027.xlsx | 3850_261027.xlsx | 3850_261027.xlsx | 3850_261027.xlsx | 3850_261027.xlsx | 3850_261027.xlsx | 3850_261027.xlsx | 3850_261027.xlsx | 3850_261027.xlsx | 3860_261027.xlsx | 3860_261027.xlsx | 3860_261027.xlsx | 3860_261027.xlsx | 3860_261027.xlsx | 3860_261027.xlsx | 3860_261027.xlsx | 3860_261027.xlsx | 3860_261027.xlsx | 3860_261027.xlsx | 3860_261027.xlsx | 3860_261027.xlsx | 3860_261027.xlsx | 3860_261027.xlsx | 3860_261027.xlsx | 3860_261027.xlsx | 3860_261027.xlsx | 3860_261027.xlsx | 3860_261027.xlsx | 3860_261027.xlsx | 3860_261027.xlsx | 3860_261027.xlsx | 3860_261027.xlsx | 3860_261027.xlsx | 3860_261027.xlsx | 3860_261027.xlsx | 3860_261027.xlsx | 3890_261027.xlsx | 3890_261027.xlsx | 3890_261027.xlsx | 3890_261027.xlsx | 3890_261027.xlsx | 3890_261027.xlsx | 3890_261027.xlsx | 3890_261027.xlsx | 3890_261027.xlsx | 3890_261027.xlsx | 3890_261027.xlsx | 3890_261027.xlsx | 3890_261027.xlsx | 3890_261027.xlsx | 3980_261028.xlsx | 3980_261028.xlsx | 3980_261028.xlsx | 3980_261028.xlsx | 3980_261028.xlsx | 3980_261028.xlsx | 3980_261028.xlsx | 3980_261028.xlsx | 3980_261028.xlsx | 3980_261028.xlsx | 3980_261028.xlsx | 3980_261028.xlsx | 3980_261028.xlsx | 3980_261028.xlsx | 3980_261028.xlsx | 3980_261028.xlsx | 3980_261028.xlsx | 3980_261028.xlsx | 3980_261028.xlsx | 3980_261028.xlsx | 3980_261028.xlsx | 3980_261028.xlsx | 3980_261028.xlsx | 3980_261028.xlsx | 3980_261028.xlsx | 3980_261028.xlsx | 3980_261028.xlsx | 3980_261028.xlsx | 3980_261028.xlsx | 3980_261028.xlsx | 3980_261028.xlsx | 3980_261028.xlsx | 3980_261028.xlsx | 3980_261028.xlsx | 3980_261028.xlsx | 3980_261028.xlsx | 3980_261028.xlsx | 3980_261028.xlsx | 3980_261028.xlsx | 3980_261028.xlsx | 4000_261019.xlsx | 4000_261019.xlsx | 4000_261019.xlsx
[5 empty] | Dummy_piling | Dummy_temporary | Dummy_FDN | Dummy_UG | Dummy_EI | Dummy_PV | 3350-CMP-001 | 3350-CMP-002 | 39AB-CMP-001 | 39AB-CMP-002 | 39AB-CMP-003 | 3310-BLW-001 | 3310-BLW-002 | 39AB-Slab | 39AB-Slab-edge | 39AB-ramp | 39AB-ramp-edge | 39AB-curb | 39AB-brick | 39AD-CMP-001 | 39AD-CMP-002 | 39AD-CMP-003 | 39AD-RCV-001 | 39AD-P1 | 39AD-PMP-001(P2) | 39AD-PMP-002(P2) | 39AD-P3 | 39AD-P4 | 39AD-P4A | 39AD-P5 | 39AD-P6 | 39AD-Slab | 39AD-Slab-edge | 39AD-curb | 39AD-Drainpit | 39AD-Drain | 39AD-ramp | 39AD-ramp-edge | 39AD-brick | 39AD-Conduit | 39AD-MKD-F1 | 39AD-MKD-F2 | 39EJ-TNK-001 | 39EJ-SHED-F1 | 39EJ-SHED-GB1 | 39EJ-SHED-LB1 | 39EJ-SHED-LB2 | 39EJ-SHED-Roofslab | 39EJ-SHED-Wall | 39EJ-ramp | 39EJ-ramp-edge | 39EJ-TNK-205 | 39EJ-TNK-206 | 39EJ-PMP-206207208 | 39EJ-PKJ-203 | 39EJ-PKJ-204 | 39EJ-PKG-205 | 39EJ-PKG-206 | 39EJ-PKG-207 | 39EJ-Container1 | 39EJ-Container2 | 39EJ-Container4 | 39EJ-BLW-201202 | 39EJ-PMP-001 | 39EJ-PMP-002 | 39EJ-PMP-003 | 39EJ-MKD-F1 | 39EJ-TNK-201 | 39EJ-MKD-P1 | 39EJ-MKD-P2 | 39EJ-MKD-P2A | 39EJ-MKD-P3 | 39EJ-MKD-P4 | 39EJ-MKD-P4A | 39EJ-MKD-P5 | 39EJ-MKD-P6 | 39EJ-MKD-P7 | 39EJ-MKD-P7A | 39EJ-MKD-P8 | 39EJ-MKD-P9 | 39EJ-MKD-P10 | 39EJ-MKD-P11 | 39EJ-MKD-P13 | 39EJ-MKD-P14 | 39EJ-MKD-P15 | 39EJ-brick1 | 39EJ-TrenchW400D | 39EJ-TrenchW250 | 39EJ-TrenchW400S | 39EJ-TrenchW300S | 39EJ-TrenchW600SD | 39EJ-TrenchW600SD-2 | 39EJ-TrenchW600SD-3 | 39EJ-curb | 39EJ-Slab | 39EJ-Slab-edge | 39LA-Valvepit | 39LA-RC400-1 | 39LA-RC400-2 | 39LA-RC400-3 | 39LA-RC350-2 | 39LA-RC350-3 | 39LA-MKD-Type1 | 39LA-MKD-Type2 | 39LA-MKD-Type3 | 39LA-MKD-Type4 | 39LA-MKD-Type5 | 39LA-MKD-F1 | 39LA-MKD-F2 | 39LA-MKD-F3 | 39MA-F1 | 39MA-F2 | 39MA-F3 | 39MA-F3A | 39MA-F4 | 39MA-F5 | 39MA-F6 | 39MA-F6-1 | 39MA-F7 | 39MA-F7A | 39MA-F7B | 39MA-F7C | 39MA-F8 | 39MA-F8B | 39MA-F9 | 39MA-F9A | 39MA-F10 | 39MA-F11 | 39MA-F12 | 39MA-F12C12A | 39MA-F13C11 | 39MA-F13C13 | 39MA-F16 | 39MA-F16A | 39MA-F17 | 39MA-F18 | 39MA-F18C118 | 39MA-F19 | 39MA-F19C20 | 39MA-F20 | 39MA-F20A | 39MA-F14 | 39MA-F15 | 39MA-F15A | 39MA-F8A | 39MA-F9B | 39MA-F10A | 39MA-F21 | 39MA-F21C8A | 39MA-F11A | 39MA-F11B | 39MA-F23A | 39MA-F22 | 39MA-F22C11A | 39MA-F23 | 39MA-F24 | 39MA-F24C23 | 39MA-F25 | 39MA-F26 | 39MA-F26A | 39MA-F26B | 39MA-F26BC50 | 39MA-F28 | 39MA-F29 | 39MA-F27 | 39MA-F27C28 | 39MA-SF1 | 39MA-F30 | 39MA-F30C31 | 39MA-F36C | 39MA-F31 | 39MA-F33 | 39MA-F34 | 39MA-F38 | 39MA-F38C34 | 39MA-F39 | 39MA-F40 | 39MA-F41 | 39MA-F42 | 39MA-F43 | 39MA-F43A | 39MA-F48 | 39MA-F48C42 | 39MA-F48C1 | 39MA-F43B | 39MA-F44 | 39MA-F45 | 39MA-F46 | 39MA-F47 | 39MA-F47A | 39MA-F47B | 39MA-F49 | 39WF-TNK-001 | 39WL_Thrust Block-1 | 39WL_Thrust Block-2 | 39WL Ditch | 39WL-TNK-005 | 39WL-TNK-006 | 39WL-TNK-007 | 39WL-TNK-008 | 39WL-F1Stair | 39WL-TNK-003 | 39WL-POXCT-Blockwall | 39WL-POXCT-Bottom | 39WL-POXCT-P4 | 39WL-POXCT-P2 | 39WL-POXCT-P1P3 | 39WL-POXCT-Mgirder | 39WL-POXCT-Topslab | 39WL-POXCT-F1 | 39WL-POXCT-F1Topslab | 39WL-POXCT-Dike | 39WL-POXCT-DikeSlab | 39WL-POXCT-Slabedge | 39WL-POXCT-H-H | 39WL-POXCT-H-H-Slab | 39WL-POXCT-C-C-Slab | 39WL-POXCT-C-C-Slabedge | 39WL-POXCT-N-N-Slab | 39WL-POXCT-F3 | 39WL-POXCT-F3P4 | 39WL-POXCT-F8 | 39WL-POXCT-F8P4 | 39WL-POXCT-PMP-401 | 39WL-POXCT-PMP-402 | 39WL-POXCT-Pit1 | 39WL-POXCT-CP-003 | 39WL-POXCT-CP-004 | 39WL-POXCT-CP-005 | 39WL-POXCT-CP-006 | 39WL-POXCT-CP-009 | 39WL-POXCT-Drain | 39WL-F1 | 39WL-F1A | 39WL-F2 | 39WL-F4 | 39WL-F5 | 39WL-F6 | 39WL-P1 | 39WL-Pothers | 39WL-Pother2 | 39WL-OxyCT-Blockwall | 39WL-OxyCT-Bottom | 39WL-BallCT-Blockwall | 39WL-BallCT-Bottom | 39WL-POXCT-Pit1 (2) | 39WL-POXCT-CP-003 (2) | 39WL-POXCT-CP-004 (2) | 39WL-POXCT-CP-005 (2) | 39WL-POXCT-CP-006 (2) | 39WL-POXCT-CP-009 (2) | 39WL-POXCT-Drain (2) | 39WL-F1 (2) | 39WL-F1A (2) | 39WL-F2 (2) | 39WL-F4 (2) | 39WL-F5 (2) | 39WL-F6 (2) | 39WL-P1 (2) | 39WL-Pothers (2) | 39WL-Pother2 (2) | 39WL-POXCT-Pit1 (3) | 39WL-POXCT-CP-003 (3) | 39WL-POXCT-CP-004 (3) | 39WL-POXCT-CP-005 (3) | 39WL-POXCT-CP-006 (3) | 39WL-POXCT-CP-009 (3) | 39WL-POXCT-Drain (3) | 39WL-F1 (3) | 39WL-F1A (3) | 39WL-F2 (3) | 39WL-F4 (3) | 39WL-F5 (3) | 39WL-F6 (3) | 39WL-P1 (3) | 39WL-Pothers (3) | 39WL-Pother2 (3) | 39WL-PMP-001to009014015200201 | 39WL-BLW-201202 | 39WL-TNK-002 | 39WL-CLR-001 | 39WL-CON-001002 | 39WL-FLT-200201202203206 | 39WL-FLT-P | 39WL-Filterbackwash | 39WL-RW-F1 | 39WL-RW-F2 | 39WL-RW-F3 | 39WL-RW-F4 | 39WL-RW-F6 | 39WL-RW-PS1 | 39WL-RW-PS2 | 39WL-RW-PS3 | 39WL-RW-PS4 | 39WL-RW-PS4P | 39WL-RW-CF2 | 39WL-RW-CF3 | 39WL-RW-CF4 | 39WL-RW-CF5 | 39WL-RW-Slab1 | 39WL-RW-Slab2 | 39WL-RW-Slab3 | 39WL-RW-Slab4 | 39WL-PMP-0040005 | 39WL-RW-SHED | 39WL-RW-F1-2 | 39WL-RW-F1-2-P7 | 39WL-RW-1719-Slab1 | 39WL-RW-1719-Slab1edge | 39WL-RW-1719-Slab2 | 39WL-RW-1719-Slab2edge | 39WL-RW-1719-support | 39WL-RW-1719-support2 | 39WL-RW-1719-Drain | 39WL-RW-1719-PT2 | 39WL-1720-DB | 39WQ-Slab | 39WQ-Slab-edge | 39WQ-PMP-010 | 39WQ-PMP-011 | 39WQ-P1 | 39WQ-P1A | 39WQ-P2 | 39WQ-P3 | 39WQ-P4 | 39WQ-P5 | 39WQ-P6 | 39WQ-P7 | 39WQ-P8 | 49BL-ExhaustFan | 49BL-ExhaustFanP1 | 49BL-Ductsupport | 49BL-DuctsupportP1 | 48BL-FLT-005 | 48BL-AHU-001 | 48BL-AHU-001-edge | 48BL-AHU-002 | 48BL-AHU-002-edge | 49BL-CND-001 | 49BL-CND-001-edge | 49BL-CND-002 | 49BL-CND-002-edge | 49BL-P1 | 49BL-Pit | 49BL-Encasing | Strom Water_0.5m x 1m | Storm Water_0.8m x1.2m | Storm Water_1m x 1.5m | Storm Waer_1.5m x 2.5m | Storm Water_D300_RC_Encasement | Storm Water_D400_RC_Encasement | Storm Water_D500_RC_Encasement | Storm Water_D600_RC_Encasement | Storm Water_D700_RC_Encasement | Storm Water_D800_RC_Encasement | 49EA-Stormwaterpond | 49EA-Stormdrain | 49EA-Pondfence | 49EA-FenceFDN | Storm Water_Lift Station 1_1 | Storm Water_Lift Station 1_2 | Storm Water_Lift Station 2_1 | Storm Water_Lift Station 2_2 | Strom Water_Lift Station 3_1 | Storm Water_Lift Station 3_2 | Storm Water_Lift Station 4_1 | Storm Water_Lift Station 4_2 | Storm Water_Lift Station 5_1 | Storm Water_Lift Station 5_2 | Storm Water_Lift Station 6_1 | Storm Water_Lift Station 6_2 | Storm Water_Lift Station 7_1 | Storm Water_Lift Station 7_2 | Storm Water_Lift Station 8_1 | Storm Water_Lift Station 8_2 | Final Sewerage Lifting Pit_1_1 | Final Sewerage Lifting Pit_1_2 | Sewarage MH_Dia 900_Type-1 | Sewarage MH_Dia 900_Type-2 | Sewarage MH_Dia 1200 Type-1 | Sewarage MH_Dia 1200 Type-2 | Sewarage MH_Dia 1500 Type-1 | Sewarage MH_Dia 1500 Type-2 | D1_150_PVC | D2_200_PVC | D3_250_PVC | D_150_Encasement | D_200_Encasement | D_250_Encasement | 49FE-VSL-001 | 49FE-Dike | 49FE-DikeSlab | 49FE-Dike(TNK-009) | 49FE-DikeSlab(TNK-009) | 49FE-Dike(TNK-006) | 49FE-DikeSlab(TNK-006) | 49FE-Dike(TNK-006)-2 | 49FE-DikeSlab(TNK-006)-2 | 49FE-F2AB | 49FE-F2 | 49FE-F1 | 49FE-TNK-009 | 49FE-PMP-019020 | 49FE-TNK-006 | 49FE-PMP-013 | 49FE-PMP-016 | 49FE-DSP-001 | 49FE-DSP-002 | 49FE-DSP-003 | 49FE-DSP-004 | 49FE-DSP-005 | 49FE-DSP-006 | 49FE-F4 | 49FE-F5 | 49FE-F5A | 49FE-F6 | 49FE-F6A | 49FE-F9 | 49FE-F7 | 49FE-F7-2 | 49FE-F7-3 | 49FE-F8 | 49FE-F8-2 | 49FE-F10 | 49FE-F11 | 49FE-F12 | 49FE-F13 | 49FE-F14 | 49FE-F14-2 | 49FE-F14A | 49FE-F15 | 49FE-F15-2 | 49FE-F16 | 49FE-F16-2 | 47FE-CP-012 | 47FE-CP-013 | 47FE-CP-015 | 47FE-CP-002A | 47FE-CP-016 | 47FE-CP-001A | 47FE-CP-001B | 47FE-CP-011 | 49FE-CB-R2 | 49FE-CB-R3 | 49FE-CB-R4 | 49FE-CB-R1 | 49FE-CB-R5 | 49FE-CB-R6 | 47FE-CP-009 | 47FE-CP-009A | 47FE-CP-007 | 47FE-CP-008 | 47FE-CP-002 | 47FE-CP-003 | 47FE-CP-018 | 49FE-CB-R7 | 49FE-CB-R8 | 49FE-CB-R9 | 49FE-CB-R10 | 49FE-CB-R12 | 49FE-CB-R11 | 49PQ-SS04-TR | 49PQ-SS03-TR | 49PQ-SS02-TR | 49PQ-SS01-TR | 49PQ-Workshop-TR | 49PQ-SS01-Support | 49PQ-SS01-3300-GNS-001 | 49PQ-SS01-Pit01 | 49PQ-SS01-Pit02 | 49PQ-SS01-Conduit1 | 49PQ-3900-GNS-001 | 49PQ-3900-GNS-002 | 49PQ-SS02-Pit01 | 49PQ-SS02-Pit02 | 49PQ-SS02-Conduit1 | 49PQ-3700-GNS-001 | 49PQ-3700-GNS-002 | 49PQ-SS03-Pit01 | 49PQ-SS03-Pit02 | 49PQ-SS03-Conduit1 | 49PQ-SS04-PACU-1A | 49PQ-SS04-PACU-1B | 49PQ-SS04-Pit01 | 49PQ-SS04-Pit02 | 49PQ-SS04-Conduit1 | 49PQ-4000-GNS-002 | 49PQ-Admin-Pit01 | 49PQ-Admin-Conduit1 | 49PQ-4000-GNS-001 | 49PQ-workshop-Pit01 | 49PQ-workshop-Conduit1 | 49PQ-DemarcationFence | 49PQ-FenceFDN | 1624_Oily Water Pit | 1624_Drain Pit (MM) | 1624-Oily Pipe (D150) | 1596_Floor Drain PIT_1 | 1596_Floor Drain PIT_2 | 1596_Floor Drain PIT_3 | 1596_Floor Drain PIT_4 | 1596_Floor Drain PIT_5 | 1596_Floor Drain PIT_6 | 1596_Floor Drain PIT_7 | 1596_Floor Drain PIT_8 | 1596_Collecting Sump | 1596_Drain Pit (MM) | 1596_Drain Ditch (C) | 1596_Drain Ditch (C1) | 1596_Drain Pit (NN) | 1596_Drain Ditch (D) | 1596-Oily Pipe (D50) | 1596-Oily Pipe (D100) | 1596-Oily Pipe (D150) | 1628_Oily Water Pit (PT8) | 1628_Oily Water Pit (PT8A) | 1628_Oily Water Pit (PT7) | 1628_Oily Water Pit (PT7A) | 1628_Drain Pit (PT10) | 1628_Drain Pit (PT1~6) | 1628_Drain Pit (PT9) | 1628_Drain Pit (PT9A) | 1628_Drain Ditch (C) | 1628-Oily Pipe (D100) | 1628-Oily Pipe (D150) | 2006_OW Pit (PT1~11,14,16,17) | 2006_Oily Water Pit (PT9) | 2006_Oily Water Pit (PT15,18) | 2006_OW Pit (PT7,12,15ABCD) | 2006_OW Pit (PT19,20A) | 2006_OW Pit (PT20) | 2006-Oily Pipe (D100) | 2006-Oily Pipe (D150) | 2006-Oily Pipe (D200) | 2006_Oily Water Pit (PT1,2) | 2006_Oily Water Pit (PT3) | 2006_Oily Water Pit (PT4) | 2006_Oily Water Pit (PT5,6,7,9) | 2006_Oily Water Pit (PT8) | 2006_Oily Water Pit (PT10) | 2006_Oily Water Pit (PT11) | 2006_Oily Water Pit (PT12) | 2006_Oily Water Pit (PT7A,7B) | 2006_Oily Water Pit (PT8A,8B) | 2006-Oily Pipe (D100) | 2006-Oily Pipe (D150) | 2024_OW Pit (PT1,1A,1B,1C) | 2024_Oily Water Pit (PT2,2A) | 2024_OW Pit (PT1,1A) | 2024_OW Pit (PT2) | 2024_Oily Water Pit (PT1,4) | 2024_Oily Water Pit (PT3) | 2024_OW Pit (PT2,2A,2B) | 2024-Oily Pipe (D100) | 2024-Oily Pipe (D150) | 2025_Oily Water Pit (PT1,2) | 2025_Oily Water Pit (PT3) | 2025_Oily Water Pit (PT4) | 2025_Oily Water Pit (PT5,6,7) | 2025-Oily Pipe (D100) | 1631_Oily Water Pit (PT1) | 1628_Oily Water Pit (PT7~10) | 1628_Oily Water Pit (PT11) | 1628-Oily Pipe (D100) | 1628-Oily Pipe (D150) | 49PR-Radiator SS (F1) | 49PR-Radiator SS (F2) | 49PR-Radiator SS (F3) | 49PR-Radiator SS (SF1) | 49PR-Stack SS | 49PR-PR RCO-1 (1) | 49PR-PR RCO-1 (2) | 49PR-MKD (F1) | 49PR-MKD (F2) | 49PR-MKD (F3) | 49PR-MKD (F4) | 49PR-MKD (F5) | 49PR-Ramp | 49PR-CW&W Pit(PT4) | 49PR-CW&W Pit(PT5) | 49PR-Oily Pipe(DN150) | 49PR-Unloading Station MKD(F1) | 49PR-Unloading Station MKD(F2) | 49PR-Unloading Station MKD(F3) | 49PR-PR RCO-2(F4) | 49PR-PR RCO-2(F5) | 49PR-PR RCO-2(F6) | 49PR-HFO Buffer Tank | 49PR-HFO DAY Tank | 49PR-LFO DAY Tank | 49PR-LO Storage Tank | 49PR-Oily Water Buffer Tank | 49PR-Sludge Tank | 49PR-LubeOil Storage Tank | 49PR- DAY Tank Dike | 49PR- DAY Tank Local Support | 49PR- DAY Tank Local SupportP8 | 49PR- DAY Tank Conc Pav | 49PR- DAY Tank Dike Stair | 49PR-LFO Storage Tank | 49PR-HFO Storage Tank | 49PR- LFO Tank Local Support | 49PR- LFO Tank Conc Pav | 49PR- LFO Tank Dike Stair | 49PR- LFO Tank Dike | 49PR-LFO Tank Ramp | 49PR-PowerPlant SS (F1) | 49PR-PowerPlant SS (F2) | 49PR-PowerPlant SS (F3) | 49PR-PowerPlant SS (P2,P3) | 49PR-Pump Shed | 49PR-PP MKD(F1) | 49PR-PP MKD(F2) | 49PR-PP MKD(F3) | 49PR-PP MKD(F4) | 49PR-PP MKD(F5) | 49PR-PP MKD(F6) | 49PR-TR | 49PR-TR (Slab) | 49PR-Radiator Panel | 49PR-TR Misc FDN | 49PR- TR Paving | 49PR-TR MKD(F1) | 49PR-TR MKD(F2) | 49PR-TR MKD(F3) | 49PR- TR Paving (2) | 49PR- Diesel loading Station | 49PR- Misc MKD (F1) | 49PR- Misc MKD Support (F1) | 49PR- Misc MKD (F2) | 49PR- Misc MKD Support (F2) | 49PR- Misc MKD (F3) | 49PR- Misc MKD (F5) | 49PR- Misc MKD Support (P5) | 49PR- Misc MKD Support (P6) | 49PR- UNO FDN | 49PR- UNO Support | 49PR- UNO FDN (2) | 49PR-UNO Area2 FDN | 49PR- PP GPS6 | 49PR- PP GPS7 | 49PR- PP GPS5 | 49PR- PP ZoneZ6 | 49PR-FenceFDN | 49PR- Booster House FDN | 49PR- Booster House FDN (2) | 49PR- Misc Support(PSF1) | 49PR- Misc Support(PSF2) | 49PR- Misc Support(PSF3) | 49PR- Misc Support(PSF4) | 49PR- Misc Support(PSF5) | 49PR- Fuel Unlodaing FDN | 49PS-IDT MKD(F1) | 49PS-IDT MKD(F2) | 49PS-IDT MKD(F3) | 49PS-IDT MKD(F4) | 49PS-IDT MKD(F5) | 49PS-IDT MKD(F6) | 49PS-IDT TrenchW2200 | 49PS-Solar FDN | 49PS-Inverter FDN | 49PS-ACB,DBB,ETH FDN | 49PS-Cable Pull Pit1 | 49PS-Cable Pull Pit2 | 49PS-Cable Pull Pit3 | 49PS-TR | 49PS-TR Fire Wall | 49W1-REA-003 | 49W1-REA-015 | 49W1-TNK-003 | 49W1-TNK-007 | 49W1-TNK-009 | 49W1-Sandfilter | 49W1-RCC Pit | 49W1-RCC | 49W1-P150 | 49W1-VP-P166 | 49W1-SludgeBasin | 49W1-TNK-001 Pit | 49W1-TNK-002 DAFBasin | 49W1-TNK-002 DAFBasin-Edge | 49W1-Tank-Stair | 49W1-PMP-045 | 49W1-PMP-046 | 49W1-PMP-009 | 49W1-PMP-010 | 49W1-PMP-011 | 49W1-PMP-012 | 49W1-PMP-001 | 49W1-PMP-002 | 49W1-PMP-007 | 49W1-PMP-008 | 49W1-PMP-005 | 49W1-PMP-006 | 49W1-PMP-029 | 49W1-PMP-030 | 49W1-PMP-047 | 49W1-PMP-048 | 49W1-PMP-037 | 49W1-PMP-038 | 49W1-PMP-035 | 49W1-PMP-033 | 49W1-PMP-034 | 49W1-PMP-043 | 49W1-PMP-044 | 49W1-PMP-003 | 49W1-PMP-004 | 49W1-P64 | 49W1-P176 | 49W1-P168Pit | 49W1-P172Pit | 49W1-P170Pit | 49W1-P96 | 49W1-P98 | 49W1-P70 | 49W1-P71 | 49W1-P55 | 49W1-P177 | 49W1-Draincanal | 49W1-1026-slab | 49W1-1026-slab-curb | 49W1-1027-slab | 49W1-1027-slab-curb | 49W1-1028-slab | 49W1-1028-slab-curb | 49W1-1029-slab | 49W1-1029-slab-curb | 49W1-1030-slab | 49W1-1030-slab-curb | 49W1-1031-slab | 49W1-1031-slab-curb | 49W1-1032-Rampcenter | 49W1-1032-Rampedge | 49W1-P105Pit | 49W1-P109Pit | 49W1-P112Pit | 49W1-1034-Platform | 49W1-1034-Platform-edge | 49W1-1034-slab1 | 49W1-1034-slab2 | 49W1-P59 | 49W1-P57 | 49W1-P56 | 49W1-P193 | 49W1-P154 | 49W1-P190 | 49W1-P194 | 49W1-P195 | 49W1-P58 | 49W1-TNK-007-Platform | 49W1-TNK-007-Spillwall | 49W1-P156 | 49W1-P67 | 49W1-P68 | 49W1-P65 | 49W1-P62 | 49W1-P69 | 49W1-P185 | 49W1-P61 | 49W1-P63 | 49W1-P66 | 49W1-P146 | 49W1-P155 | 49W1-P147 | 49W1-P153 | 49W1-P72 | 49W1-P181 | 49W1-P184 | 49W1-P76 | 49W1-P191 | 49W1-P178 | 49W1-P74 | 49W1-P77 | 49W1-P79 | 49W1-P182 | 49W1-P73 | 49W1-P145 | 49W1-P140 | 49W1-P180 | 49W1-P81 | 49W1-P85 | 49W1-P78 | 49W1-P80 | 49W1-P186 | 49W1-P188 | 49W1-P88 | 49W1-P89 | 49W1-P90 | 49W1-P119 | 49W1-P83 | 49W1-P84 | 49W1-P86 | 49W1-P87 | 49W1-P92 | 49W1-P91 | 49W1-P189 | 49W1-P93 | 49W1-P75 | 49W1-P95 | 49W1-P187 | 49W1-P94 | 49W1-P196 | 49W1-P197 | 49W1-P198 | 49W1-RCCSouthContainerPF | High Mast F1 | High Mast F2 | High Mast F3 | Lighting Pole | Elec Pit (900x1500) | Elec Pit (1500x1100) | Elec Pit (1500x1500) | Elec Pit (2000x1500) | Elec Pit (2000x2000) | Elec Pit (2000x3000) | Elec Pit (3250x2000) | Duct Bank (700x450) | Duct Bank (1200x700) | Duct Bank (1450x1200) | Duct Bank (2700x1200) | Duct Bank (700x450), D200 | Duct Bank (700x450), D200 (1) | Duct Bank (950x450), D200 | Duct Bank 1350x450), D200 | Duct Bank 1350x750), D200 | Duct Bank 1650x750), D200 | Duct Bank 1950x750), D200 | Cable Trench | Road | Concrete Road (Process) 3110 | Concrete Road (Utility) 39WL | Compacted (Process) 3110 | Compacted (Utility) 39WL | Compacted (Building) 49BL | 220T Crane (Process) 3110 | Future (Power) 49PR | Bag Filter_PD2 & PC1 | Bag Filter_PB1 | Bag Filter_PC1 | Duct Support_PS1 | Duct Support_PD1 (1) | Duct Support_PD1 (2) | Duct Support_PD1 (3) | Duct Support_PD1 (4) | 3100-Grade Slab (1) | 3100-Grade Slab-edge | 3100-Grade Slab (2) | 3100-Grade Slab-edge (2) | Duct Support_PD1 (5) | Duct Support_PD3 (6) | Duct Support_PD4 (7) | Duct Support_PF1 (8) | Duct Support_PP1 & PP2 (9) | Tie Beam_TB1 | Tie Beam_TB2 | Tie Beam_TB3 | Tie Beam_TB3A | Tie Beam_TB4 | Tie Beam_TB5 | Tie Beam_TB6A | Conveyor 3110-CNV-001_F1 | Conveyor 3110-CNV-001_F1A | Conveyor 3110-CNV-001_F2 | Conveyor 3110-CNV-001_F3 | Conveyor 3110-CNV-001_F4 | Conveyor 3110-CNV-001_F5 | Conveyor 3110-CNV-001_TB1 | Conveyor 3110-CNV-001_TB1A | Conveyor 3110-CNV-001_TB2 | Conveyor 3110-CNV-001_TB2A | Conveyor 3110-CNV-001_TB3 | Conveyor 3110-CNV-001_TB3A | Conveyor 3110-CNV-001_TB4 | Conveyor 3110-CNV-002_F1 | Conveyor 3110-CNV-002_F2 | Conveyor 3110-CNV-002_F3 | Conveyor 3110-CNV-002_F4(P1-2) | Conveyor 3110-CNV-002_F5(P2-P5) | Conveyor 3110-CNV-002_F6 | Conveyor 3110-CNV-002_TB1 | Conveyor 3110-CNV-002_TB2 | Conveyor 3110-CNV-002_TB3 | Conveyor 3110-CNV-002_TB4 | Conveyor 3110-CNV-002_TB5 | Conveyor 3110-CNV-002_TB6 | Conveyor 3110-CNV-002_TB7 | 3110-Grade Slab (1) | 3110-Grade Slab-edge (1) | Conveyor 3110-CNV-002_P6 | 3110 ROM RETAINING WALL | PRIMARY CRUSHING_CF1 | PRIMARY CRUSHING_CF1_Slab | PRIMARY CRUSHING_CF2 | PRIMARY CRUSHING_CF2_Slab | PRIMARY CRUSHING_CF3 | PRIMARY CRUSHING_CF3_Slab | PRIMARY CRUSHING_CF4 | PRIMARY CRUSHING_CF5 | PRIMARY CRUSHING_CF6 | PRIMARY CRUSHING_TB1 | PRIMARY CRUSHING_TB2 | PRIMARY CRUSHING_P1 | PRIMARY CRUSHING_P2 | PRIMARY CRUSHING_P3 | PRIMARY CRUSHING_P4 | PRIMARY CRUSHING_P5 | PRIMARY CRUSHING_P6 | PRIMARY CRUSHING_P7 | PRIMARY CRUSHING_P8 | PRIMARY CRUSHING_P9 | BELT CHANGING PLATFORM CNV001 | BELT CHANGING PLATFORM CNV001(2 | Conveyor 3120-CNV-001_F1 | Conveyor 3120-CNV-001_F1A | Conveyor 3120-CNV-001_F2 | Conveyor 3120-CNV-001_F3 | Conveyor 3120-CNV-001_F4 | Conveyor 3120-CNV-001_F5 | 3120-Grade Slab (1) | 3120-Grade Slab-edge (1) | Conveyor 3120-CNV-001_P7 | Conveyor 3120-CNV-001_TB1 | Conveyor 3120-CNV-001_TB2 | Conveyor 3120-CNV-001_TB3 | Conveyor 3120-CNV-001_TB4 | Conveyor 3120-CNV-001_TB5 | Conveyor 3120-CNV-001_TB6 | Conveyor 3120-CNV-001_TP1_F1 | Conveyor 3120-CNV-001_TP1_P2 | Conveyor 3120-CNV-001_TP1_P3 | 3120-Grade Slab (2) | 3120-Grade Slab-edge (2) | Conveyor 3120-CNV-001_TP1_TB1 | Conveyor 3120-CNV-001_TP1_GB1 | 3120-Grade Slab (3) | 3120-Grade Slab-edge (3) | Conveyor 3120-CNV-001_TP2_F1 | Conveyor 3120-CNV-001_TP2_P1 | Conveyor 3120-CNV-001_TP2_P2 | 3120-Grade Slab (4) | 3120-Grade Slab-edge (4)-1 | 3120-Grade Slab-edge (4)-2 | Conveyor 3120-CNV-001_TP2_GB1 | SECONDARY CRUSHING_F1 | SECONDARY CRUSHING_F1A | SECONDARY CRUSHING_F2 | SECONDARY CRUSHING_CF1(A) | SECONDARY CRUSHING_CF2 | SECONDARY CRUSHING_CF3 | SECONDARY CRUSHING_TB1 | SECONDARY CRUSHING_TB2 | SECONDARY CRUSHING_FB1 | SECONDARY CRUSHING_FB2 | SECONDARY CRUSHING_FB3 | SECONDARY CRUSHING_FB4 | 3120-Grade Slab (5) | 3120-Grade Slab-edge (5) | SECONDARY CRUSHING_AA | SECONDARY CRUSHING_A&C | SECONDARY CRUSHING_B | SCREEN BUID_F1 | SCREEN BUID_F1A | SCREEN BUID_F2 | SCREEN BUID_F2A | SCREEN BUID_F2B | SCREEN BUID_F3 | SCREEN BUID_F3A | SCREEN BUID_F4 | SCREEN BUID_F4A | SCREEN BUID_CF1 | SCREEN BUID_TB1,2,3,2A,3A | SCREEN BUID_TB4,5,5A | SCREEN BUID_1FB1 | SCREEN BUID_1FB2,4,5 | SCREEN BUID_1FB3,6 | SCREEN BUID_1FB7,8 | SCREEN BUID_1B1,2 | SCREEN BUID_1B3,4,5 | SCREEN BUID_2FB1 | SCREEN BUID_2FB2 | SCREEN BUID_2FB3 | SCREEN BUID_3FB1&3FB1A | SCREEN BUID_3FB2A | SCREEN BUID_3FB2 & 3FB2B | SCREEN BUID_3FB3 & 3FB3A | SCREEN BUID_3FB4 | SCREEN BUID_3FB5 | SCREEN BUID_3FB5A | SCREEN BUID_3FB6 | SCREEN BUID_3B1 | SCREEN BUID_3B2 | SCREEN BUID_3B3 | SCREEN BUID_3B4 | SCREEN BUID_3B5 | SCREEN BUID_3B6 | SCREEN BUID_3B7 | SCREEN BUID_4FB1 | SCREEN BUID_4FB2 | SCREEN BUID_4FB3 | SCREEN BUID_4HB1 | SCREEN BUID_4B1 | SCREEN BUID_4B2 | SCREEN BUID_Misc. steel | 3120-FDR-002_CF1 | 3120-FDR-002_TB1 | CONE CRUSHER PLATFORM_F1 | CONE CRUSHER PLATFORM_GradeSlab | CONE CRUSHER PLATFORM_Stair | CONE CRUSHER PLATFORM_TB1 | CONE CRUSHER PLATFORM_TB2 | CONE CRUSHER PLATFORM_FB1 | CONE CRUSHER PLATFORM_FB2 | CONE CRUSHER PLATFORM_B1 | CONE CRUSHER PLATFORM_B2 | BAG FILTER & DUCT SUPPORT_F1 | BAG FILTER & DUCT SUPPORT_F2 | BAG FILTER & DUCT SUPPORT_F3 | BAG FILTER & DUCT SUPPORT_PD4 | BAG FILTER & DUCT SUPPORT_PD5 | BAG FILTER & DUCT SUPPORT_F4 | BAG FILTER & DUCT SUPPORT_F5 | BAG FILTER & DUCT SUPPORT_F6 | BAG FILTER & DUCT SUPPORT_CF1 | BAG FILTER & DUCT SUPPORT_CF2 | BAG FILTER & DUCT SUPPORT_CF2_1 | BAG FILTER & DUCT SUPPORT_CF3 | BAG FILTER & DUCT SUPPORT_CF3_1 | BAG FILTER & DUCT SUPPORT_CF3_2 | BAG FILTER & DUCT SUPPORT_CF4 | BAG FILTER & DUCT SUPPORT_CF5 | BAG FILTER & DUCT SUPPORT_CF6 | BAG FILTER & DUCT SUPPORT_CF6_1 | BAG FILTER & DUCT SUPPORT_CF6_2 | BAG FILTER & DUCT SUPPORT_TB1 | BAG FILTER & DUCT SUPPORT_TB2 | BAG FILTER & DUCT SUPPORT_TB3 | BAG FILTER & DUCT SUPPORT_TB3A | BAG FILTER & DUCT SUPPORT_TB4 | BAG FILTER & DUCT SUPPORT_TB4A | 3130-CNV-001-F1A-P1 | 3130-CNV-001-F1-P2,P2A | 3130-CNV-001-F2-P3 | 3130-CNV-001-F2-P4 | 3130-CNV-001-F3-P4 | 3130-CNV-001-F3-P5 | 3130-CNV-001-F3-P6 | 3130-CNV-001-F4-P5 | 3130-CNV-001_Slab | 3130-CNV-001-P1 | 3130-CNV-001-P7 | 3130-CNV-002-F1A-P1 | 3130-CNV-002-F1-P2 | 3130-CNV-002-F1-P4A | 3130-CNV-002-F2-P3 | 3130-CNV-002-F2-P4 | 3130-CNV-002-F3-P4 | 3130-CNV-002-F3-P5 | 3130-CNV-002-F3-P6 | 3130-CNV-002-F4-P5 | 3130-CNV-002_Slab | 3130-CNV-002-P1 | 3130-CNV-002-P7 | 3130-CNV-003-F1A-P1 | 3130-CNV-003-F2-P1 | 3130-CNV-003-F2-P2 | 3130-CNV-003-F3-P3 | 3130-CNV-003-F4-P4 | 3130-CNV-003-F5-P4 | 3130-CNV-003-F5-P5 | 3130-CNV-003-F5-P5 (2) | 3130-CNV-003-F6-P6 | 3130-CNV-003-F7-P7 | 3130-CNV-003-F7-P7 (2) | 3130-CNV-003_Slab | 3130-CNV-003-P1 | 3130-CNV-003-P8 | 3130-FDR-003-F1-P1 | 3130-FDR-003-F1-P3 | 3130-FDR-004-F2-P3 | 3130-TP3-F1-P1 | 3130-TP3-Slab1 | 3130-TP3-Slab2 | 3130-TP3-Slab3 | 3130-TP3-Slab4 | 3130-MKD | 3130-Teritary crush-F1-C1 | 3130-Teritary crush-F1A-C1 | 3130-Teritary crush-F1B-C2 | 3130-Teritary crush-F2-P1 | 3130-Teritary crush-F3-P1 | 3130-Teritary crush-F4-P1,2 | 3130-Teritary crush-F5-P1,2 | 3130-Teritary crush-Slab1 | 3130-Teritary crush-Top Slab1 | 3130-Teritary crush-Top Slab2 | CRUSHED ORE STORAGE BIN_Main | CRUSHED ORE STORAGE BIN_C1 | CRUSHED ORE STORAGE BIN_C2 | CRUSHED ORE STORAGE BIN_C3 | CRUSHED ORE STORAGE BIN_P4 | CRUSHED ORE STORAGE BIN_P3&P3A | CRUSHED ORE STORAGE BIN_P1&P2 | BALL MILL_Misc. steel | RECLAIM HOPPER FDN_1 | RECLAIM HOPPER FDN_2 | RECLAIM HOPPER FDN_F1 | RECLAIM HOPPER FDN_F2 | CHEMICAL DOSING FDN_F1 | CHEMICAL DOSING FDN_F2_1 | CHEMICAL DOSING FDN_F2_2 | CHEMICAL DOSING-Grade Slab | CHEMICAL DOSING_TB1 | CHEMICAL DOSING_TB2 | CHEMICAL DOSING_RB1&3 | CHEMICAL DOSING_RB2 | CHEMICAL DOSING_Misc. steel | ORE STORAGE BIN - RETANING WALL | 3210-CNV-001_VGTU_P9 | 3210-CNV-001_VGTU_P8 | 3210-CNV-001_VGTU_P10 | 3210-CNV-001_VGTU_IP1 | 3210-CNV-001_VGTU_TB7 | 3210-CNV-001_VGTU_TB6 | 3210-CNV-001_VGTU_Slab | 3210-CNV-001_CNV_P8 | 3210-CNV-001_CNV_P9 | 3210-CNV-001_CNV_TB7 | 3210-CNV-001_CNV_TB6 | 3210-CNV-001_CNV_TR3 | 3210-CNV-001_CNV_TR2 | 3210-CNV-001_CNV_TR1 | 3210-CNV-001_CNV_GP4 | 3210-CNV-001_CNV_GP3,2 | 3210-CNV-001_CNV_GP3,2 TB3 | 3210-CNV-001_CNV_GP3,2 TB2 | 3210-CNV-001_CNV_GP1 | 3210-CNV-001_CNV_GP1 TB1 | 3210-CNV-001_CNV_Grade Slab_Pa | 3210-CNV-001_CNV_Grade Slab_P1 | 3210-CNV-001_CNV_Grade Slab | 3210-FDR-005 | 3210-Pump Statation F1 | 3210-Pump Statation F2 | 3210-Pump Station P1 | 3210-Pump Station P2 | 3210-Pump Station P2A | 3210-Pump Station Slab | BALL MILL_table top | BALL MILL_top slab | BALL MILL RELINING_F1 | BALL MILL RELINING_F2 | BALL MILL RELINING_F3 | BALL MILL RELINING_TB2 | BALL MILL RELINING_Stair | BALL MILL DB Box & Screen_F1 | BALL MILL DB Box & Screen_F2 | BALL MILL DB Box & Screen_CF1 | BALL MILL DB Box & Screen_CF2 | BALL MILL_Misc. steel | GRAVITY SEPARATION_F1A&B | GRAVITY SEPARATION_F2 | GRAVITY SEPARATION_F3 | GRAVITY SEPARATION_Ditch | GRAVITY SEPARATION_Pit | GRAVITY SEPARATION_Grade Slab | GRAVITY SEPARATION_Misc. steel | 3310_FND_F1 | 3310_FND_F2 | 3310_FND_F3 | 3310_FND_F4 | 3310_FND_F5 | 3310_FND_F6A | 3310_FND_F6 | 3310_FND_F7 | 3310_FND_F7A | 3310_FND_F11 | 3310_Misc_REA-002 | 3310_Misc_F1 | 3310_Misc_F2 | 3310_Misc_F3 | 3310_Misc_F4 | 3310_Misc_F5 | 3310_Misc_F6 | 3310_Misc_F7,F8,F9 | 3310_Misc_F7,F8,F9-C8 | 3310_Misc_F12 | 3310_Misc_F12A,B | 3310_Misc_F13,14 | 3310_Misc_F14A | 3310_Misc_F15,16 | 3310_Misc_F17 | 3310_Misc-PMP-501 | 3310_Misc-PMP-009,010,017 | 3310_Misc-PMP-011,012 | 3310_Misc-PMP-015,016 | 3310_Misc-PMP-502,503 | 3310_GrSb_Sump1 | 3310_GrSb_Trench1 | 3310_GrSb_P1,P2 | 3310_GrSb_P3,P13to16 | 3310_GrSb_P4to12 | 3310_GrSb_P17,P18 | 3310_GrSb_Slab | 3310_GrSb_SlabEdge | 3310_GrSb_Curb | 3310_Crane_Rail | 3310_Crane_RailEnd | 3310_Crane_Trench | 3320_FND_F1 | 3320_FND_F2 | 3320_GrSb_P1 | 3320_GrSb_P1A | 3320_GrSb_P2to5 | 3320_GrSb_P6to9,11 | 3320_GrSb_P10,12 | 3320_GrSb_P13 | 3320_GrSb_P14 | 3320_GrSb_PF1 | 3320_GrSb_PF2 | 3320_GrSb_IP1 | 3320_GrSb_RampSlab | 3320_GrSb_RampEdge | 3320_GrSb_RampBrick | 3320_GrSb_SumpD1,2 | 3320_GrSb_SumpD3,4 | 3320_GrSb_Trench1 | 3320_GrSb_Trench2 | 3320_GrSb_Slab1 | 3320_GrSb_Slab2 | 3320_GrSb_SlabEdge1 | 3320_GrSb_SlabEdge2 | 3320_GrSb_Dike1 | 3320_GrSb_Dike2 | 3320_Stair_F1 | 3320_Stair_F2 | 3340_THK001_F1 | 3340_THK001_F2,2A | 3340-TNK-TF1,2 | 3340-TNK-TF3to5 | 3340_Misc_F1 | 3340_Misc_F2 | 3340_Misc_F3,8 | 3340_Misc_F4 | 3340_Misc_F5 | 3340_Misc_F6 | 3340_Misc_F6A | 3340_Misc_F7 | 3340_Misc_F9 | 3340_GrSb_F1 | 3340_GrSb_F2 | 3340_GrSb_P1 | 3340_GrSb_P2,5 | 3340_GrSb_P3,4 | 3340_GrSb_P6,8 | 3340_GrSb_P7 | 3340_GrSb_P9,9A | 3340_GrSb_P10,11,17,17A | 3340_GrSb_P12,16,16A | 3340_GrSb_P12A | 3340_GrSb_P13,14 | 3340_GrSb_P15 | 3340_GrSb_IP1,2 | 3340_GrSb_RampSlab | 3340_GrSb_RampEdge | 3340_GrSb_RampBrick | 3340_GrSb_Sump1 | 3340_GrSb_Trench1 | 3340_GrSb_Slab1 | 3340_GrSb_Slab2 | 3340_GrSb_Slab3 | 3340_GrSb_SlabEdge1 | 3340_GrSb_SlabEdge2 | 3340_GrSb_SlabEdge3 | 3340_GrSb_Dike1 | 3340_GrSb_Dike2 | 3340_GrSb_Dike3 | 3340_GrSb_BrickStep | 3350_BLD_F1 | 3350_BLD_F1A,F1B | 3350_BLD_F2 | 3350_BLD_F3 | 3350_BLD_F4 | 3350_BLD_F4A | 3350_BLD_F5 | 3350_BLD_F5A | 3350_BLD_IP1,2 | 3350_FLR_P1 | 3350_FLR_P2to4 | 3350_FLR_P5,6 | 3350_FLR_IP1 | 3350_FLR_923.8Slab | 3350_FLR_923.8Curb | 3350_FLR_927.23Slab | 3350_FLR_927.23Curb | 3350_FLR_OpenABC | 3350_FLR_OpenD | 3360_BLD_F1 | 3360_BLD_F2 | 3360_BLD_F3 | 3360_BLD_F4 | 3360_BLD_F5 | 3360_BLD_F6 | 3360_BLD_F7 | 3360_Wall_RW1 | 3360_Wall_RW2 | 3360_Wall_RW3 | 3360_STR_TF1 | 3360_STR_TB1,2 | 3360_STR_FB1 | 3360_STR_FB2,4,4A,8 | 3360_STR_FB3,3A,6 | 3360_STR_FB5,6A | 3360_STR_FB7 | 3360_STR_IP1 | 3360_STR_IP2 | 3360_STR_IP3,4,6 | 3360_STR_919.3Slab | 3360_STR_OpenD | 3360_GrSb_F1 | 3360_GrSb_F2 | 3360_GrSb_F3 | 3360_GrSb_DetA-Wall | 3360_GrSb_DetA-P1 | 3360_GrSb_DetA-Slab | 3360_GrSb_DetB,C | 3360_GrSb_DetY-Wall | 3360_GrSb_DetY-Slab | 3360_GrSb_P2A,8 | 3360_GrSb_P4,4A,17 | 3360_GrSb_P4B | 3360_GrSb_P5,5A | 3360_GrSb_P7 | 3360_GrSb_P9,13,13A | 3360_GrSb_P10 | 3360_GrSb_P11 | 3360_GrSb_P12,15 | 3360_GrSb_P14,16 | 3360_GrSb_RampSlab | 3360_GrSb_RampEdge | 3360_GrSb_RampBrick | 3360_GrSb_Sump1 | 3360_GrSb_Trench1 | 3360_GrSb_Slab1 | 3360_GrSb_SlabEdge1 | 3360_GrSb_Dike1 | 3360_GrSb_BrickStep | 3370-TNK-F1,2 | 3380-FND-REA-001.002 | 3380_FND_F1 | 3380_FND_F2 | 3380_BLD_F1,1A,3 | 3380_BLD_F2,4 | 3380-BLD-TNK-002 | 3380_BLD-PMP-003,004 | 3380_BLD-PMP-005,006 | 3380_GrSb_F1 | 3380_GrSb_F2 | 3380_GrSb_F3,4,5 | 3380_GrSb_Det4,P10 | 3380_GrSb_Det5,P11 | 3380_GrSb_P1,1A,1B,1C,2 | 3380_GrSb_P3,3A,7 | 3380_GrSb_P4,4A,4B,4C | 3380_GrSb_P5A,5B,5C,5D,5E | 3380_GrSb_P6,6A | 3380_GrSb_P8,8A,9 | 3380_GrSb_Sump1 | 3380_GrSb_Trench1 | 3380_GrSb_Trench2 | 3380_GrSb_BrickStep | 3380_GrSb_Slab1 | 3380_GrSb_SlabEdge1 | 3380_GrSb_Dike1 | 3380_GrSb_HDPVC 100 | 3410-PMP-001, 002 | 3410-PMP-003, 004, 013, 014 | 3410-PMP-009, 010 | 3450-PMP-001, 002 | 3450-PMP-005, 006 | 3410-REA-001, 002 | 3410-REA-003, 004 | 3410_F1 | 3410_F2 | 3410_F3 | 3410_F4 | 3410_Conduit | 3420_Slab (T300) | 3420_AHU | 3420_P13 | 3420_P14 | 3420_P15 | 3420_P16 | 3420_P17 | 3420_P18 | 3420_Trench (W250) | 3420_Trench Pit (W400) | 3420_Slab (T150) | 3420_Slab Edge | 3420_Trench (W500) | 3420_Trench Pit (W1400) | 3420_Bunker | 3420_Section E2 | 3420_Conduit | 3420_P1, P1A, P1B | 3420_P2, P2A, P2B | 3420_P3 | 3420_P3A, P3B, P3C | 3420_P4, P4A | 3420_P5 | 3420_P5A | 3420_P8A, P8B | 3420_P9 | 3420_P10 | 3420_P10A | 3420_P11 | 3420_F1 | 3420_F2 | 3420_Stair | 3420_STR_F1 | 3420_STR_F1A | 3420_STR_F2 | 3420_STR_F3 | 3440-REA-001,002 | 3420-PMP-001, 002, 003, 004 | 3420-PMP-005, 006 | 3440-PMP-001, 002 | 3440_F1 | 3440_F1A | 3440_F2 | 3450-CLR-001, 002, 003 | 3450-PMP-021, 022, 023 | 3450-TNK-501 | 39WL-TNK-401 | 3440_P1 | 3440_P2 | 3440_P3, P5 | 3440_P4 | 3440_Slab | 3440_Slab Edge | 3440_Slab Pit (W600) | 3440_Conduit | 3450_F1 | 3450_F2 | 3450_F3 | 3450_F4 | 3450-TNK-001 | 3450_Trench (W250) | 3450_Trench (W500) | 3450_Trench Pit (W1400) | 3450_Box | 3450_Slab (T150) | 3450_Slab Edge (HIGH) | 3450_Slab Edge (LOW) | 3450_P1, P2 | 3450_P1A, P2A | 3450_P3, P4 | 3450_P3A, P4A | 3450_P3B, P3C, P4B, P7A, P8A | 3450_P5 | 3450_P6 | 3450_P7, P8 | 3450_P9 | 3450_P10 | 3450_P11 | 3450_P11A | 3450_P11B | 3450_P12 | 3450_P14 | 3450_P15 | 3450_P16 | 3450_Stair E1 | 3450_Stair E2 | 3450_F1 (2) | 3450_Trench Pit (W1400) (2) | 3450_Trench (W500) (2) | 3450_Trench (W250) (2) | 3450_Slab (T150) (2) | 3450_Slab Edge (HIGH) (2) | 3450_P1, P2 (2) | 3450_P1B, P2B | 3450_P1C, P2C | 3450_P3E | 3450_P4D, P7B | 3450_P5 (2) | 3450_P5A | 3450_P7C | 3450_P10 (2) | 3450_P17, P18 | 3450_F2 (2) | 3450_P1D, P2D | 3450_P1E, P2E | 3450_P3, P4 (2) | 3450_P3D, P4C | 3450_P3F, P4E | 3450_P5 (3) | 3450_P9 (2) | 3450_P10 (3) | 3450_P10A, P10B | 3450_F3 (2) | 3450_F6 | 3450_F7 | 3450_Stair D6 | 3450_Stair D6 Slab | 3510_F1 | 3510_F2 | 3510_Trench (W250) | 3510_Trench (W250) (2) | 3510_Trench (W350) | 3510_Trench (W350) (2) | 3510_Trench (W350) (3) | 3510_Trench (W450) | 3510_Trench (W500) | 3510_Trench (W500) (2) | 3510_Trench (W500) (3) | 3510_Trench Pit (W1400) | 3510_Trench Pit (W1400) (2) | 3510_Trench Pit (W1400) (3) | TANK-001, 002, 003 | 3510_F1 (2) | 3510_F2 (2) | 3510_F3 | 3510_F4 | 3510_F5 | 3510_F6 | 3510_F7 | 3510_F8, F8A | 3510_F9 | 3510_F10 | 3510_F11 | 3510_F11A | 3510_P1A | 3510_P1B | 3510_P1C | 3510_P1D | 3510_P3, P4, P12, P13, P21, P22 | 3510_P6, P7 | 3510_P17, P18 | 3510_P24, P25 | 3510_F1A | 3510_F1B, F1C | 3510_F1D | 3510_F1E | 3510_F1F | 3510_B1 | 3510_B2 | 3510_B3, B4 | 3510_Ramp B5, B8 | 3510_Stair B9, B10, B11 | 3510_Slab (T150) | 3510_Slab Edge (HIGH) | 3510_Conduit | 3520_F1 | 3520_F2 | 3520-REA-001 ~ 006 | 3520-REA-007 | 3520_Slab (T150) | 3520_Slab Edge (HIGH) | 3520_Trench Pit (W1400) | 3520_Trench (W250) | 3520_Trench (W450) | 3520_Trench (W500) | 3520_F1 (2) | 3520_F2 (2) | 3520_F2A, F2B | 3520_F3 | 3520_F4 | 3520_P-1A | 3520_P1B | 3520_P1C | 3520_P1CA | 3520_P1CB | 3520_P1D | 3520_P1E | 3520_P1F | 3520_P1G | 3520_P1H | 3520_P1J | 3520_P1K, P1M | 3520_P1L | 3520_P1N | 3520_P1P | 3520_P1Q | 3520_P3, P4 | 3520_P5 | 3520_P6, P7 | 3520_P16, P17 | 3520_P18 | 3520_P19, P20 | 3520_P22, P23, P24, P25 | 3520_F1A | 3520_F1B | 3520_F1C | 3520_F1D | 3520_F1E | 3520_F1F | 3520_F1G | 3520_F1H | 3520_F1J | 3520_F1K | 3520_F1KA | 3520_F1KB | 3520_F1L | 3520_D2, D3 | 3520_D5 | 3520_D6, D6A | 3520_D6B | 3520_D6C | 3520_D6D | 3520_Conduit | 3520_Pond | 3520_Pond Sump | 3520_Pond F1 | 3520_Pond F2 | 3520_Pond F3 | 3540_TNK_001 | 3540_PMP_001&002 | 3610-REA-001 | 3610-REA-002 | 3610-REA-003 | 3610-REA-004 | 3610-REA-005 | 3610-REA-006 | 3610-REA-007 | 3610-REA-008 | 3610-REA-009 | 3610-REA-010 | 3610-PMP-001 | 3610-PMP-002 | 3610-PMP-010 | 3610-PMP-011 | 3610-F1 | 3610-F2 | 3610-F2A | 3610-F3 | 3610-F4 | 3610-F5 | 3610-F6 | 3610-F7 | 3610-F8,F8A,F8B,F9 | 3610-F10 | 3610-F11 | 3610-F12 | 3610-F13 | 3610-F14 | 3610-F15 | 3610-Ditch w=0.3 | 3610-Ditch w_s=0.5 | 3610-Ditch w_dif=0.5 | 3610-Slab | 3610-Curb_1 | 3610-Curb_2 | 3610-Curb_3 | 3610-Pit | MKD | Dike | 3640-REA-001 | 3640-REA-002 | 3640-REA-003 | 3640-REA-004 | 3640-REA-005 | 3640-REA-006 | 3640-REA-007 | 3640-REA-008 | 3640-REA-009 | 3640-PMP-008 | 3640-PMP-009 | 3640-F1 | 3640-F2 | 3640-F3 | 3640-F4 | 3640-F5 | 3640-F6 | 3640-F7 | 3640-F8 | 3640-FF1 | 3640-FF2 | 3640-FF3 | 3640-FF4 | 3640-FF5 | 3640-FD1 | 3640-FD2 | 3640-FD3 | 3640-FD4 | 3640-FD5 | 3640-Ditch w_s=0.5 | 3640-Ditch w_diff=0.5 | 3640-Ditch w_s=0.8 | 3640-Pit | 3640-Slab | 3640-Curb_1 | 3640-Curb_2 | 3640-Curb_3 | 3640-MKD | 3640-Dike | 3640-Crane Rail | 3650-TNK-006 | 3820-TNK-001 | 3610-TNK-001 | 3650-TNK-001 | 3650-TNK-003 | 3650-COL001 | 3650-COL002 | 3650-TNK-002 | 3650-THK-0001_F1 | 3650-THK-0001_F4 | 3650-PMP-001,002 | 3650-PMP-005,006 | 3650-PMP-007,008 | 3650-PMP-009,010 | 3650-PMP-011,012 | 3650-PMP-012,013 | 3650-PMP-003 | 3650-F1 | 3650-F2 | 3650-F3 | 3650-Pit | 3650-MKD | 3650-Ditch w_s=0.15 | 3650-Ditch w_s=0.5 | 3650-Ditch w_diff=0.5 | 3650-Curb_1 | 3650-Curb_2 | 3650-Curb_3 | 3650-Slab1 | 3650-Slab2 | 3650-Slab3 | 3650-Ramp1 | 3650-Ramp2 | 3650-_Monorail_F1 | 3650-_Monorail_F1A | 3650-_Monorail_F2 | 3650-_Monorail_F3 | 3650-_Monorail_F4 | 3650-TNK-004 | 3650-Ditch w_s=0.3 | 3650-Pit_2 | 3650-Slab_4 | 3650-Curb_4 | 3650-_Platform_F1 | 3650-Slab_5 | 3650-MKD_1 | 3660-TNK-010 | 3660-TNK-002 | 3660-TNK-001 | 3660-TNK-004 | 3660-PMP-001,2 | 3660-PMP-003,4 | 3660-PMP-005,6 | 3660-PMP-007,8 | 3660-PMP-015,16 | 3660-F3 | 3660-F4 | 3660-F5 | 3660-F6 | 3660-F6A | 3660-F7 | 3660-F8 | 3660-F9 | 3660-Pit | 3660-Ditch w=0.15 | 3660-Ditch w=0.5 | 3660-Slab_1 | 3660-Curb_1 | 3660-F1 | 3660-MKD | 3660-MKD-F1 | 3660-MKD-F2 | 3660-PMP-011,12,17~20 | 3660-PMP-013,14 | 3660-Ditch w=0.3 | 3660-Pit_2 | 3660-Slab_2 | 3660-Curb_2 | 3660-Curb_3 | 3660-Slab_3 | 3660-Slab_4 | 3660-Curb_4 | 3660-Pit_3 | 3660-MKD-P8 | 3660-MKD_2 | 3660-P7A | 3660-Ditch w=0.3_2 | 3690-F1A | 3690-F3A | 3690-F4A | 3690-F4B | 3690-F5 | 3690-CLT-001 | 3690-FLT-003 | 3690-T | 3690-Pit | 3710-F1 | 3710-F1A | 3710-F2 | 3710-MKD-F1 | 3710-PMP-001,2 | 3710-PMP-003,4 | 3710-PMP-005 | 3710-PMP-006 | 3710-Ditch w=0.25 | 3710-Ditch w=0.5 | 3710-Slab | 3710-Curb_1 | 3710-Pit | 3710-MKD | 3710-MKD-P5A | 3710-Ramp | 3720-F1 | 3740-REA-001 | 3750-TNK-0011 | 3750-PMP-001,002 | 3750-F1 | 3750-F2 | 3750-F3 | 3750-F4 | 3750-F5 | 3750-F6 | 3750-Slab | 3750-MKD | 3750-Pond | Caustic Soda Platform | Caustic Soda Platform Grating | 3810_Trench (W500) | 3810_Trench Pit (W500) | 3810_Slab Edge | 3810_Slab | Stair | 3810_Conduit | 3810_Duct-1 | 3810-REA-001 | 3810-TNK-002 | 3810-TNK-001 | MKD.F1 | MKD.F2 | MKD.F3 | MKD.F3A | MKD.F4 | MKD.F5 | MKD.F6 | MKD.F7 | MKD.F8 | Caustic soda slab | Caustic soda ramp | Caustic soda curb | Caustic Soda and Cyanide Slab | Caustic Soda MKD.F1 | Caustic Soda MKD.F2 | Caustic Soda MKD.F3 | Caustic Soda MKD.F3A | Incinerator slab | Incinerator ramp | Incinerator MKD.F1 | Incinerator MKD.F2 | Incinerator MKD.F3 | Incinerator MKD.F4 | Incinerator slab (2) | 3810-Thickend-Type1 | 3810-Thickend-Type2 | Incinerator curb | 3810Drain | 3820-Thickend-P1 | 3820P1j,P1h | 3820P1g,P1m | 3820P1t,P2h | 3820P1k | 3820P1a | 3820P10 | 3820_Trench (W500) | 3820_Trench Pit (W500) | 3820_Slab (T150) | 3820_Slab Edge | REAHYD ramp | REAHYD.F1A | REAHYD.F2A | MKD F6 | MKD F7 | MKD F1 | 3830_Trench (W100) | 3830_Trench Pit | PR F3_PED4 | PR F3_PED2 | MKD F1 | Lime Slaking curb | Lime Slaking slab | 3850-REA-001 | 3850-MSC-002 | F1 | F3 | F2 | F4 | F5 | F6 | F7 | F8 | F16 | F11 | F9 | P1P2 | P3 | P4P5 | P7P7A | P7B | P7CP7DP7EP7F | P7GP8A | NorthTrench | 3850_Trench Pit (W500) | 3850_Conduit | 3850_Slab Edge | Limestone curb | Limestone slab | 3860-REA-001 | 3860-REA-002 | F1 Stair | F1 | F3 | F2 | F4 | F5 | F6 | F7 | F8(F5 H=1000) | F16 | F11 | F9 | P1P2 | P3 | P4P5 | P7P7A | P7B | P7CP7DP7EP7F | P7GP8A | NorthTrench | 3860_Trench Pit (W500) | 3860_Conduit | 3860_Slab Edge | SMBS curb | SMBS slab | 3890_brick | 3890-REA-001 | 3890-TNK-001 | 3890_Conduit | 3890_Slab Edge | Trench(W500) | Trench(W300) | 3890_Trench Pit (W500) | F5 | F7 | F6 | F8 | Gox Barrier | PR F2_F3A | PR F5 | VAPORIZER | LOX BACK UP PUMP | HP LOX TANK LIN TANK | GOX HEATER F2 F4 F5 | GOX HEATER F3 | GOX HEATER F6 | SUBSTATION F1 F2 | SUBSTATION F3 | SUBSTATION F4 | LOX TANK | COMP SHED Trench(W300) | Compressor Shed slab | OTHER slab | 3980-Thickend-plate | 3980Thickendanchor | 3980-Thickendplate OXYGEN | 3980-Thickendanchor OXY | Compressor Shed FF1 | 3980_Duct-1 | CABLE PULL PIT | 3980_brick | MKD F1 | MKD F2 | AIR FILTER F1 | AIR FILTER CF2 | OXYGEN Fence | COLD BOX | COLD BOX OTH | COLD BOX TURBINE SKID | PR 2 F1 | WARM SKID | WARM SKID slab | ADSORBER | PR 1 F1 | 3890-REA-001 | 3980 PIPE TRAY | LOX PBUC | Demarcation Fence | Admin Kiosk Fence | Workshop Kiosk Fence
PL Onshore Piling
CIPLHTA01B01C01 | Pile Head Treatment; Cast In Situ Pile & CFA Pile; DIA < 1000 mm; Cutting & Head Treatment |  | EA |  | 10
CIPLPTA01B01C01 | Pile Test; Pile Load Test; Initial Pile Test; Compressive |  | EA |  | 10
CIPLPTA01B01C02 | Pile Test; Pile Load Test; Initial Pile Test; Lateral |  | EA |  | 10
CIPLPTA01B01C03 | Pile Test; Pile Load Test; Initial Pile Test; Tensile |  | EA |  | 10
CIPLPTA02B01C01 | Pile Test; Pile Integrity Test |  | EA |  | 10
CIPLCAA04B01C04 | Cast In Situ Pile - Construction and Material; w/ Casing, w/o T4; DIA 600 mm; 35 MPa |  | m |  | 10
CIPLCAA04B02C04 | Cast In Situ Pile - Construction and Material; w/ Casing, w/o T4; DIA 800 mm; 35 MPa |  | m |  | 10
SP Temporary Works & Site Preparation
CISPDMA01B01C01 | Demolition Work; Demolition; Reinforced Concrete |  | m3 |  |  | 10
CISPDMA01B02C01 | Demolition Work; Demolition; Plain Concrete |  | m3 |  |  | 10
CISPDMA01B03C01 | Demolition Work; Demolition; Brick |  | m2 |  |  | 10
CISPDMA01B06C01 | Demolition Work; Demolition; Concrete Block |  | m3 |  |  | 10
CISPDMA01B07C01 | Demolition Work; Demolition; Asphalt Paving |  | m3 |  |  | 10
CISPDMA01B08C01 | Demolition Work; Demolition; Concrete Paving |  | m3 |  |  | 10
CISPDMA01B10C01 | Demolition Work; Demolition; Fence |  | m |  |  | 10
CISPERA01B01C01 | Earthwork; Stripping |  | m3 |  |  | 10
CISPERA02B01C01 | Earthwork; General Cutting |  | m3 |  |  | 10
CISPERA03B01C01 | Earthwork; Rock Cutting; Weathered Rock |  | m3 |  |  | 10
CISPERA03B02C01 | Earthwork; Rock Cutting; Hard Rock |  | m3 |  |  | 10
CISPERA03B03C01 | Earthwork; Rock Cutting; Limestone |  | m3 |  |  | 10
CISPERA04B02C01 | Earthwork; General Filling; w/ Imported Soil |  | m3 |  |  | 10
CISPERA05B01C03 | Earthwork; Disposal; Normal Soil; Distance ≥ 20 km |  | m3 |  |  | 10
CISPERA05B02C01 | Earthwork; Disposal; Contaminated Soil |  | m3 |  |  | 10
CISPERA05B03C03 | Earthwork; Disposal; Weathered Rock; Distance ≥ 20 km |  | m3 |  |  | 10
CISPERA05B04C03 | Earthwork; Disposal; Hard Rock; Distance ≥ 20 km |  | m3 |  |  | 10
CISPERA05B05C03 | Earthwork; Disposal; Limestone; Distance ≥ 20 km |  | m3 |  |  | 10
CISPERA06B01C01 | Earthwork; Slit trench |  | m3 |  |  | 10
CISPDWA01B01C01 | Dewatering; Well Point System; Supply, Installation & Removal |  | m |  |  | 10
CISPDWA02B01C01 | Dewatering; Dewatering for UG Structure; Item-1 |  | Lot |  |  | 10
CISPSIA04B04C01 | Soil Improvement; Stone Column; DIA 900 mm |  | m |  |  | 10
CISPOTA05B01C06 | Others(Misc. Items); Item-5; Type-1; Unit-6 |  | EA |  |  | 10
CISPOTA06B01C06 | Others(Misc. Items); Item-6; Type-1; Unit-6 |  | EA |  |  | 10
EQ Equipment Foundation
CIEQEXA01B01C01 | Excavation; By Machine; Normal |  | m3 | [20 empty] | 51.55 | 51.55 | 51.55 | 31.57 | 16.76 | 4.58 | 4.58 | 0.52 |  | 1.96 | 12.8 | 2.94 |  | 4.76 |  |  |  |  | 2.54 |  |  | 116.16 | 29.04 | 115.95 | 65.84 | 5.16 |  |  |  | 2.16 |  | 2.54 | 23.41 | 23.41 | 6.03 | 15.54 | 15.54 | 15.34 | 15.34 | 15.34 |  |  |  | 10.38 | 3.14 | 3.14 | 3.14 | [17 empty] | 21.75 | [11 empty] | 13.38 | [6 empty] | 25.28 | 1.89 | 1.98 | 1.41 | 2.41 | 4.66 | 4.02 | 36.54 | 274.25 | 41.62 | 219.4 | 47.91 | 95.82 | 132.68 | 93.44 | 2.72 | 336.2 | 175.64 | 13.36 | 3.88 | 128.7 | 128.7 | 36.76 | 36.76 | 110.52 | 523.55 | 165.78 | 55.26 | 87.61 | 1.72 | 103.52 | 51.76 | 79.66 | 92.23 | 1.85 | 84.93 | 1.72 | 214.5 | 85.8 | 95.78 | 42.9 | 39.65 | 85.8 | 36.76 | 55.26 | 99.96 | 1.72 | 25.33 | 25.33 | 48.3 | 80.27 | 1.72 | 55.22 | 103.84 | 1.47 | 207.68 | 59.41 | 59.41 | 149.15 | 4.02 | 85.8 | 80.7 | 109.63 | 1.72 | 30.52 | 109.63 | 0.67 | 198.8 | 61.4 | 55.26 | 159.32 | 84.93 | 1.72 | 158.01 | 74.92 | 29.82 | 80.09 | 63.46 | 24.09 | 94.95 | 1.72 | 1.72 | 24.6 | 29.45 | 89.96 | 29.45 | 57.86 | 28.93 | 28.93 | 59.73 | 63.27 |  |  |  | 503.12 | 503.12 | 503.12 | 503.12 | 169.65 | 134.76 | 121.23 | 77.12 | [5 empty] | 90.06 |  | 369.81 |  | 226.95 | 74.07 |  |  | 46.5 |  | 10.05 | 0.3 | 22.38 | 0.15 | 11.55 | 11.55 | [7 empty] | 7.7 | 10.39 | 83.13 | 1.44 | 4.05 | 3.18 |  |  |  | 227.36 | 131.9 | 208.38 | 131.9 | [7 empty] | 7.7 | 10.39 | 83.13 | 1.44 | 4.05 | 3.18 | [10 empty] | 7.7 | 10.39 | 83.13 | 1.44 | 4.05 | 3.18 |  |  |  | 63.05 | 1.48 | 2.86 | 5.69 | 12.78 | 138.25 | 19.8 |  | 85.32 | 2.2 | 0.88 | 8.82 | 26.46 | 21.17 | 15.74 | 20.57 | 1807.83 | 7.92 | 1.08 | 1.08 | 1.08 | 1.08 |  |  |  |  | 16.88 | 62.34 | 270.66 | 7.6 |  | 268.3 |  | 58.21 | [6 empty] | 26.66 | 2.43 | 2.43 | 0.3 | 0.48 | 0.15 | 0.3 | 4.2 | 3.06 | 3.44 | 7.36 | 7.84 | 25.91 | 0.84 | 77.66 | 3.96 | 71.92 | 1.49 | 2.54 | 1.5 | 2.54 | 1.74 | 2.54 | 1.74 | 2.54 | 27.04 | [46 empty] | 36.95 | 36.46 |  | 15.68 |  | 33.36 |  |  |  | 285 | 285 | 120.22 | 52.18 | 4.93 | 338.12 | 3.45 | 3.45 | 5.57 | 5.57 | 5.57 | 5.57 | 4.96 | 4.96 | 18.9 | 14.7 | 2.8 | 71.4 | 4.2 | 2.15 | 3.06 | 0.84 | 0.84 | 5.1 | 2.52 | 60.9 | 42 | 56.7 | 31.5 | 3.13 | 0.84 | 1.99 | 5.34 | 4.08 | 7.32 | 2.72 | [27 empty] | 27.44 | 96.96 | 96.96 | 121.2 | 12.54 | 10 | 16.28 |  |  |  | 22.76 | 20.64 |  |  |  | 28.75 | 22.76 |  |  |  | 12.02 | 12.02 |  |  |  | 17.69 |  |  | 20.64 | [75 empty] | 444.7 | 263.44 | 790.4 | 484 | 432.72 | 122.64 | 96.85 | 431.6 | 85.66 | 582.24 | 175.53 | 38.16 | 26.52 |  |  |  | 175.8 | 154.7 | 185.68 | 69.51 | 43.13 | 32.55 | 42.78 | 78.17 | 78.17 | 17.47 | 42.78 | 25.41 | 25.41 | 263.36 | 69.6 | 2.16 |  | 2.0518 | 183.43 | 451.49 | 282.7 |  | 7.3853 | 582.44 | 155.98 | 1104.4 | 122.94 | 14.28 | 2.56 | 112.24 | 343.57 | 198.48 | 14.63 | 19.24 | 36.57 | 25.96 | 1634.64 | 89.12 | 13.86 | 16.21 |  | 43.45 | 58.94 | 37.48 |  | 55.86 | 20.64 | 19.47 | 7.22 | 17.7 | 7.85 | 15.7 | 68.67 | 17.8 | 12.99 | 397.12 | 262.44 | 63.85 | 85.86 | 170.1 | 152.21 | 152.62 |  | 187.64 | 8.56 | 33.55 | 35.64 | 3.4 | 4.25 | 24.98 | 116.61 | 88.62 | 69.3 | 17.79 | 16.03 | 8.35 | 1.5 |  | 2149.72 | 99.6 | 207.06 |  |  |  | 57.8 | 233.14 | 76.91 | 56.39 | 38.62 | 43.35 | 43.09 |  |  | 22.11 | 3.32 |  |  |  | 5.48 | 34.57 | 10.0218 | 0.9 | 0.9 | 0.76 | 0.76 | 0.76 | 0.76 | 0.76 | 0.76 | 0.83 | 0.83 | 0.83 | 0.83 | 0.87 | 0.87 | [11 empty] | 16.12 | 16.39 |  |  |  | 65.2 | 42.32 | 11.52 | 23.04 | 34.56 | 15.1 | [18 empty] | 2.23 | 7.09 | [6 empty] | 2.64 | 5.58 |  | 4.45 |  | 2.3143 |  | 5.68 | [17 empty] | 5.72 | [31 empty] | 3.37 | 2.51 | 0.88 | [32 empty] | 798.76 | 11.72 | 11.72 | 345 | 19.67 | 22.77 | 9.17 | 2.93 |  | 2.51 |  | 3.19 | 15.89 | 11.9 | 14.28 | 18.06 | 4.38 | 3.36 | 6.54 | 30.07 | 10.86 | 12.22 | 17.03 | 7.96 | 56.6 | 22.64 | 22.64 | 19.66 | 19.66 | 98.3 | 6.13 | 16.21 | 7.98 | 7.19 | 7.12 | 9.99 | 29.41 | 23.22 | 28.32 | 98.06 | 315.04 | 912.9 | 199.24 | 15.02 | 6.53 | 5.77 | 7.38 | 13.01 | 16.68 | 6.99 |  | 3.71 | 3.82 | 3489.43 | 168.64 |  | 305.44 |  | 218.68 |  | 171.29 | 145.8 | 105.77 | 28.85 | 18.79 | 16.975 | 0.625 |  | 0.915 | 0.5 | 11.82 | 4.95 | 1.98 | 1.98 | 31.42 | 1.02 | 60.72 | 20.24 | 630.08 | 365.16 | 199.24 | 199.24 |  | 3.71 | 3.63 | 4.55 | 16.11 | 7.65 | 14.91 | 20.2 | 6.99 | 78.68 |  |  |  | 4.31 | 22.92 | 40.7 |  | 6.39 | 34.4 | [5 empty] | 47.1 | 108.38 | 108.38 | 175.58 | 277.96 | 82.92 | 204 | 16.82 | 37.1 | [9 empty] | 109.44 | 273.6 | 197.58 | 263.44 | 329.3 | 423.66 | 70.61 | 182.54 | 91.27 | 77.94 | 57.58 | 37.26 | [31 empty] | 127.54 | 5.1 | 61.14 |  | 5.8435 | 18.24 | 14.91 | 22.8 | 14.91 | 10.15 | 9.94 | 93.36 | 266.4 | 311.6 | 16.58 | 18.31 | 141.7 | 133.2 | 16.68 | 82.84 | 166.99 | 36.05 | 309.7 | 37.08 | 35.53 | 199.69 | 141.7 | 230.36 | 37.08 | 46.96 | 5.12 | 8.12 | 25.32 | 26.18 | 23.16 | 19.58 | 19.5805 | 58.7414 | 310.6028 | 155.3014 | 179.2567 | 179.2567 | 179.2567 | 195.77 |  |  |  | 19.5805 | 58.7414 | 19.5805 | 310.6028 | 155.3014 | 179.2567 | 179.2567 | 179.2567 | 195.77 |  |  |  | 77.8116 | 39.1609 | 19.5805 | 46.1989 | 124.9644 | 195.77 | 391.54 | 195.77 | 147.7533 | 354.8333 | 709.6667 |  |  |  | 233.4349 | 77.8116 | 125.2188 | 198.1245 | [5 empty] | 179.7393 | 169.0853 | 323.9612 | 152.5235 | 178.7629 | 108.9098 | 130.5414 |  |  |  | 1785.94 |  |  |  | 59 | 59 |  |  |  | 997.24 | 286.05 | 1180.4 | 106.96 | 28.92 | 3.17 |  | 7.48 | 11.54 | 18.06 | 15.24 |  | 898.52 | 163.12 | 471.32 | 6.62 |  | 5.61 | 8.32 |  | 471.32 | 163.12 | 5.61 | 7.68 | 328.14 | 258.4 | 222.78 | 20.24 | 40.48 | 12.82 | 5.21 | 20.24 | 6.52 |  |  |  | 170.68 | 11.68 | 5.84 | 10.44 | 1.6 | 0.64 | 7.19 | 5828.15 |  | 345.28 | 288.4 | 591.6 | 203.67 | 34.1363 | 517.92 | 72.1 | 157.3 | 149.93 |  | 345.28 | 360.5 | 95.04 |  |  |  |  | 444.45 | 263.5 | 122.4 | 116.49 | 79.24 | 22.08 | 22.08 | 19.04 | 19.04 | 28.31 | 39.88 | 35.95 | 13.74 | 27.5 | 16 | 13.74 | 15.86 | 88.23 |  | 28.88 | 134.76 | 49.86 | 19.13 | 37.58 | 38.32 | 3.08 | 8.04 | 23.7 | 10.14 | 6.3 | 58.53 | 158.68 | 3.08 | 9.24 |  | 3.96 |  |  |  | 891.8 | 72.6 | 23.61 | 1328.4 | 64.9 | 129.96 |  | 42.64 |  | 8.55 |  |  | 10.9 | 18.5 |  | 21.54 | 1.35 |  | 87.46 | 115.46 | 288.08 | 196.79 |  |  |  |  | 133.39 | 40.66 | 34.37 | 63.34 | 31.01 | 149.76 | 151.14 | 122.76 | 70 | 259.71 | 90.96 | 58.98 | 101.63 | 156.07 | 82.3 | 37.42 | 101.82 | 5.49 | 75.36 | [12 empty] | 41.94 | 4.05 |  | 55.23 | 402.45 | [6 empty] | 61.36 | 34.08 | 6.4 | 4.56 | 509.1 | 252.08 | 508.3 | 553.28 | 292.12 | 130.94 | 196.41 | 65.47 | [11 empty] | 428.64 | 448.55 | 305.46 | 142.88 | 187.5 | 179.42 | 118.32 | 517.8 | 225.7 | 430.4 | 414.12 | [11 empty] | 34.35 | 16.83 | 30.94 | 201.33 | 32.22 |  | 20.42 | 64.34 | [8 empty] | 2.8 | 3.3 | 4.32 |  |  |  | 16.98 | 19.16 |  |  | 494.26 | 1.15 | 1219.62 | 148.64 | 135.84 | 36.75 | 233.1 | 90.18 | 14.28 | 8.46 | 5.42 | 4.77 | 6.56 | 10.38 | 15.16 | 6.15 | [6 empty] | 33.28 | 105.47 | 43.08 |  |  |  | 67.28 |  | 5.86 | 10.16 | 5.08 | 11.92 | 7 | 193.82 | 104.06 | 94.5 | 110.18 | 23.78 | 12.79 | [7 empty] | 0.75 | [8 empty] | 0.48 |  | 8.95 | 8.95 | 1.79 | 7.16 | 6.56 | 6.84 |  | 16.8 | 7.76 | 2.1 | 1.94 | 2.1 | 5.36 | 3.1 |  | 584.44 | 146.11 | 74.04 | 22.66 | 93.46 | 18.36 | 8.6 | 6.16 | 160.52 | 18.17 | 15.12 | 63.27 | 11.25 | 3.42 | 2.99 | 16.59 | 4.44 | 2.76 | 0.72 |  | 8.61 |  |  | 191.45 | 12.36 | 33.09 | 5.67 | 97.82 |  |  |  | 2.65 |  | 60.4 | 32.48 | 19.04 | 4.76 | 14.28 | 38.08 | 16.66 | 17.44 | 18.06 | 16.66 | 0.28 | 22.32 | 1.86 | 4.76 | 2.79 | 16.74 | 2.04 | 2.15 | 2.04 |  |  | 4.53 |  |  |  |  | 54.9 | 5.14 | 5.14 | 10.28 | 0.34 | 3.98 | 18.96 | 3.88 | 2.57 | 21.07 | 6.63 | 4.53 | 10.28 | 4.02 | 23.13 | 20.56 | 5.14 | 9.48 | 0.42 | 27.09 | 7.14 | 23.96 | 7.9 | 3.43 |  |  | 59.22 | 280.56 | [12 empty] | 93.66 | 123.73 | 80.75 | 148.33 | 14.62 | 103.19 | 50.23 | 78.64 | 87.8 | 103.87 | 160.75 | 91.92 | 323 | 9.6 | 0.4 | 1.4 | 2.4 | 8.88 | 8.82 | 8 | 8.34 | 2.65 | 6.16 | 4.13 | 2.51 | 3.08 | 1.28 | 1.78 | 2.38 | 42.04 |  |  | 32.99 |  | 17.35 | 110.4 | 417.24 | 140.78 |  | 141.24 |  |  |  |  | 284.24 | 185 | 165.62 | 332.4 | 98.06 | 8.37 | 17.65 | 8.64 | 3.01 | 7.92 | 0.76 | 1.52 | 18.62 | 6.38 | 1.08 | 0.76 | 0.21 | 9.18 | 0.38 | 0.76 | 0.38 | 9.6 | 8.69 | 12.24 | 11.92 | 4.99 | 10.62 | 19.2 | 3 | 5.38 | 4.13 | 3.98 | 4.56 | 0.76 | 0.42 | 0.38 | 2.59 | 5.32 | 0.76 | 0.42 | 1.52 | 8.54 | 7.1 | 8.1 | 4.53 | 6.99 | 3.45 |  |  |  | 83.04 | 20.53 | 10.38 | 156.08 | 32.36 | 28.52 | 28.52 | 73.7284 | 73.7284 | 73.7284 | 73.7284 | 73.7284 | 73.7284 | 73.7284 | 73.7284 | 8.0897 | 8.0897 | 9.6837 | 9.6837 | 80.7938 | 32.2178 | 41.2603 | 20.074 | 9.6844 | 24.1624 | 93.8305 | 43.2926 | 141.8931 | 26.3006 | 11.9437 | 19.0702 | 19.3688 | 19.0702 | 13.1503 | [8 empty] | 8.6462 | 53.69 | 329.6747 | 329.6747 | 329.6747 | 329.6747 | 329.6747 | 329.6747 | 329.6747 | 329.6747 | 329.6747 | 6.3054 | 6.3054 | 77.8517 | 17.5573 | 45.8063 | 9.6844 | 20.074 | 107.725 | 92.3326 | 29.0531 | 186.8922 | 171.3178 | 64.9388 | 93.4933 | 15.5743 |  | 2.4419 | 1.8567 | 1.8567 | [9 empty] | 15.5287 | 47.14 | 2145.5 | 56.11 | 27.78 | 35.6344 | 27.08 | 27.08 | 35.7438 | 35.7438 | 58.91 | 64.225 | 13.4656 | 8.8471 | 7.3558 | 8.8471 | 8.2767 | 8.2767 | 4.6324 | 2.5691 | 80.2934 | 121.3048 | 67.3916 |  | 6.116 | [11 empty] | 41.4002 | 21.0809 | 27.6001 | 48.1267 | 55.256 | 27.36 |  |  |  |  | 26.1125 |  |  | 37.14 | 37.14 | 37.14 | 37.14 | 9.453 | 11.1204 | 9.453 | 9.453 | 9.453 | 124.1353 | 53.0751 | 138.9056 | 64.1723 | 12.8345 | 29.6442 | 17.6627 | 312.9463 | [5 empty] | 12.8939 | 7.8976 | 65.8293 | 57.8729 | 29.4859 | 10.9246 | [9 empty] | 21.5773 |  | 3.3237 |  | 7.4376 | 15.6384 | 46.5319 | 103.6328 | 11.082 | 23.11 | 20.74 | 12.6 |  | 1665.1394 | 153.3941 | 127.4818 | 369.7134 | 15.7681 | 35.2817 | 17.6409 | 17.6409 | [5 empty] | 32.0707 | 10.0744 |  | 105.6597 | 79.95 | 82.4038 | 32.1382 | 93.6621 | 52.5668 | 22.5286 | 52.5668 | 12.7152 | 4.87 |  |  |  | 118 | 79.72 | [7 empty] | 26.64 | 31.78 | 21.96 | 430.7 | 149.82 | 25.94 | 18.7 | 53.4 | 8.9 | 10.33 | 7.55 | 8.9 |  |  |  |  | 10.98 | 3.14 | 10.92 | 11.69 |  |  | 58.6 | 98.2 | 23.7 | 5.24 |  | 0.91 | 0.55 |  |  | 0.91 | 2.61 | 1.1 | 1.1 | 0.55 | 0.87 | 1.53 |  |  |  | 12.97 |  | 31.98 | 12.49 | 224.12 | 67.38 | 20.55 |  |  | 45.36 | 6.97 | 20.55 |  |  | 123.71 | 30.1 | 14.03 | 104.27 | 29.03 | 83.92 | 142.68 | 94.49 | 170.28 | 300.76 | 130.86 | 35.01 | 11.64 | [10 empty] | 29.32 |  |  | 61.06 | 122.48 | 9.2162 | 14.03 | 104.27 | 29.03 | 83.92 | 142.68 | 94.49 | 170.28 | 684.38 | 130.86 | 35.01 | 11.64 | [10 empty] | 29.32 |  |  |  | 28.37 | 40.69 |  | 58.32 |  |  |  | 168.32 | 55 | 73.02 | 27.99 | 463.56 | 76.83 | 150.39 | 299.76 | 387.3 | 161.1 | 29.2 | 19.28 | 32.66 | 1506.9 | 130.36 | 10.48 | 425.34 |  |  |  | 2.9 | 9 | 34.8 | 5.4 | 84.99 |  |  |  | 180.2 | 149.22 | 92.16 | 15.36 |  | 102.51 | 756.2 | 2.78 | 378.1 | 302.48 |  | 225.96 | 529.34 | 28.37 | 5.8 | 150.69
CIEQEXA01B02C01 | Excavation; By Machine; Weathered Rock |  | m3 |  |  |  | 10 |  |  |  | 39.33 | 39.33 | 41.5 | 41.5 | 41.5 | 30.23 | 30.23 |  | 15.21 |  | 5.03
CIEQEXA01B03C01 | Excavation; By Machine; Hard Rock |  | m3 |  |  |  | 10
CIEQEXA01B04C01 | Excavation; By Machine; Limestone |  | m3 |  |  |  | 10
CIEQEXA02B01C01 | Excavation; By Hand; Normal |  | m3
CIEQEXA03B01C01 | Excavation; By Hydraulic Breaker; Normal |  | m3 |  |  |  | 10
CIEQEXA03B02C01 | Excavation; By Hydraulic Breaker; Weathered Rock |  | m3 |  |  |  | 10
CIEQEXA03B03C01 | Excavation; By Hydraulic Breaker; Hard Rock |  | m3 |  |  |  | 10
CIEQEXA03B04C01 | Excavation; By Hydraulic Breaker; Limestone |  | m3 |  |  |  | 10
CIEQEXA04B01C01 | Excavation; By Blasting; Normal |  | m3 |  |  |  | 10
CIEQEXA04B02C01 | Excavation; By Blasting; Weathered Rock |  | m3 |  |  |  | 10
CIEQDIA01B03C01 | Disposal; Normal Soil; Distance ≥ 20 km |  | m3 | [7 empty] | 15.5 | 15.5 | 16.77 | 16.77 | 16.77 | 9.76 | 9.76 |  | 3.9 |  | 2.89 |  |  | 23.33 | 23.33 | 23.33 | 9.39 | 8.36 | 1.32 | 1.32 | 0.52 |  | 0.22 | 0.96 | 0.21 |  | 1.04 |  |  |  |  | 1.24 |  |  | 24.88 | 6.22 | 87.27 | 7.96 | 1.12 |  |  |  | 0.36 |  | 1.24 | 7.05 | 7.05 | 3.1 | 8.83 | 8.83 | 3.29 | 3.29 | 3.29 |  |  |  | 4.66 | 0.9 | 0.9 | 0.9 | [17 empty] | 2.25 | [11 empty] | 3.01 | [6 empty] | 25.28 | 1.89 | 1.98 | 1.41 | 2.41 | 4.66 | 1.16 | 2.52 | 45.1 | 6.03 | 38.12 | 9.25 | 16.94 | 42.76 | 26.35 | 1.22 | 72.7 | 30.04 | 1.66 | 0.3 | 27.12 | 27.12 | 7.36 | 7.36 | 25.34 | 45.8 | 38.01 | 12.67 | 22.14 | 1.44 | 22.78 | 11.39 | 15.34 | 22.61 | 1.4 | 20.81 | 1.11 | 43.75 | 17.5 | 22.5 | 8.75 | 8.64 | 17.5 | 7.36 | 12.67 | 24.95 | 0.72 | 11.23 | 11.23 | 10.56 | 19.16 | 1.11 | 12.22 | 30.68 | 1.26 | 52.66 | 14.93 | 14.93 | 20.85 | 0.61 | 18.08 | 20.23 | 27.98 | 0.72 | 9.45 | 27.98 | 0.7 | 24.18 | 14.01 | 12.67 | 32.24 | 20.81 | 1.4 | 19.2 | 18.05 | 6.76 | 9.05 | 5.41 | 4.29 | 23.57 | 1.4 | 0.7 | 7.18 | 4.49 | 11.04 | 4.49 | 8.22 | 4.11 | 4.11 | 11.67 | 43.52 |  |  |  | 463.14 | 463.14 | 463.14 | 463.14 | 19.7 | 114.47 | 105.07 | 60.25 | [5 empty] | 13.26 |  | 21.42 |  | 82.65 | 22.02 |  |  | 16.23 |  | 4.26 |  | 9.66 |  | 2.61 | 2.61 | [7 empty] | 4 | 4.63 | 68.79 | 0.29 | 0.75 | 0.42 |  |  |  | 198.02 | 108.96 | 187.48 | 108.96 | [7 empty] | 4 | 4.63 | 68.79 | 0.29 | 0.75 | 0.42 | [10 empty] | 4 | 4.63 | 68.79 | 0.29 | 0.75 | 0.42 |  |  |  | 18.72 | 0.8 | 1.48 | 4.05 | 9.12 | 23.7 | 1.45 |  | 6.6 | 0.2 | 0.08 | 0.9 | 2.7 | 3.67 | 2.82 | 3.57 | 293.65 | 0.58 | 0.08 | 0.08 | 0.08 | 0.08 |  |  |  |  | 4.68 | 6.24 | 66.3 | 0.8 |  | 95.71 |  | 20.47 | [6 empty] | 5 | 0.55 | 0.55 | 0.06 | 0.09 | 0.03 | 0.06 | 0.5 | 0.42 | 0.32 | 0.72 | 0.88 | 6.06 | 0.38 | 20.77 | 1.56 | 37.68 | 0.97 | 0.34 | 0.98 | 0.34 | 1.17 | 0.34 | 1.17 | 0.34 | 3.12 | [46 empty] | 11 | [8 empty] | 18 | 18 | 11.28 | 14.14 | 1.32 | 31.96 | 0.59 | 0.59 | 1.58 | 1.58 | 1.58 | 1.58 | 1.25 | 1.25 | 1.71 | 1.33 | 0.37 | 6.46 | 0.38 | 0.29 | 0.4 | 0.05 | 0.05 | 0.98 | 0.15 | 5.51 | 3.8 | 5.13 | 2.85 | 0.41 | 0.05 | 0.17 | 0.58 | 0.27 | 0.58 | 0.18 | [27 empty] | 16.8 | 69.12 | 69.12 | 86.4 | 7.7 | 2.5 | 10.56 |  |  |  | 15.82 | 14.07 |  |  |  | 20.6 | 15.82 |  |  |  | 7.2 | 7.2 |  |  |  | 11.69 |  |  | 14.07 | [75 empty] | 25.4 | 19.88 | 48 | 26.56 | 65.7 | 31.64 | 9.16 | 34.55 | 6.79 | 62.46 | 12.39 | 7.02 | 15.62 |  |  |  | 17.2 | 14.4 | 20 | 13.54 | 9.67 | 7.35 | 26.68 | 55.76 | 55.76 | 2.26 | 26.68 | 13.43 | 13.43 | 16.38 | 5.4 |  |  | 0.184 | 148.12 | 395.04 | 19.8 |  | 0.8625 | 36.23 | 101.08 | 61.4 | 8.62 | 2.6 | 0.77 | 10 | 39.95 | 23.76 | 1.3 | 2.25 | 5.77 | 2.16 | 23.88 | 69.58 | 1.09 | 11.39 |  | 5.35 | 4.92 | 3.16 |  | 41.04 | 14.08 | 1.43 | 3.99 | 1.3 | 1.06 | 2.12 | 5.25 | 1.24 | 8.89 | 11.2 | 12.24 | 4.55 | 10.44 | 20.16 | 18.6 | 13.32 |  | 138.08 | 2.24 | 2.75 | 2.7 | 0.36 | 0.66 | 14.22 | 106.14 | 13.23 | 15.24 | 3.08 | 3.42 | 0.83 | 0.32 |  | 62.66 | 22.8 | 6.38 |  |  |  | 39.9 |  | 59.45 | 41.6 | 26.57 | 30.52 | 30.3 |  |  | 14.3 | 1.11 |  |  |  | 4.61 | 16.24 | 1.242 | 0.9 | 0.9 | 0.76 | 0.76 | 0.76 | 0.76 | 0.76 | 0.76 | 0.83 | 0.83 | 0.83 | 0.83 | 0.87 | 0.87 | [11 empty] | 3.13 | 3.24 |  |  |  | 9.44 | 8.48 | 2.16 | 4.32 | 6.48 | 2.31 | [18 empty] | 1.72 | 2.14 | [6 empty] | 0.29 | 0.6 |  | 1.35 |  | 2.16 |  | 0.89 | [17 empty] | 0.6 | [31 empty] | 1.19 | 0.68 | 0.18 | [32 empty] | 59.96 | 10.44 | 10.44 | 10.12 | 3.18 | 2.69 | 1.26 | 0.88 |  | 0.5 |  | 0.66 | 2.36 | 4.36 | 5.83 | 8.13 | 1.56 | 0.66 | 1.31 | 6.12 | 2.06 | 2.34 | 3.51 | 1.44 | 4.8 | 1.92 | 1.92 | 2.68 | 2.68 | 13.4 | 1.16 | 3.49 | 1.71 | 1.46 | 1.41 | 1.87 | 6.2 | 2.12 | 3.52 | 5.28 | 25.4 | 39.8 | 9.16 | 3.07 | 1.31 | 1.06 | 1.41 | 2.63 | 3.29 | 1.24 |  | 0.79 | 1.31 | 72.76 | 9.98 |  | 27.42 |  | 19.94 |  | 24.51 | 20.63 | 9.04 | 6.33 | 4.07 | 16.975 | 0.625 |  | 0.915 | 0.5 | 0.54 | 0.15 | 0.24 | 0.3 | 13.48 | 0.14 | 8.58 | 2.86 | 50.8 | 17.12 | 9.88 | 9.88 |  | 0.79 | 1.23 | 0.84 | 2.91 | 1.08 | 2.64 | 3.32 | 1.24 | 10.92 |  |  |  | 0.93 | 4.2 | 6.2 |  | 1.43 | 4.4 | [5 empty] | 7.5 | 7.9 | 6.66 | 30.6 | 54.26 | 8.49 | 27.72 | 3.16 | 6.65 | [9 empty] | 7.8 | 19.15 | 19.98 | 26.36 | 32.95 | 52.2 | 8.43 | 22.82 | 14.74 | 8.55 | 14.16 | 9.52 | [31 empty] | 10.1 | 0.72 | 9.96 |  | 1.421 | 3.16 | 2.64 | 3.95 | 2.64 | 1.5 | 1.76 | 3.08 | 18.6 | 23.02 | 7.35 | 8.52 | 10.08 | 9.3 | 2.57 | 4.38 | 10.9 | 0.92 | 19.48 | 1.09 | 0.84 | 15.05 | 9.04 | 18.57 | 1.09 | 3.25 | 0.72 | 1.2 | 4.62 | 5.06 | 4.24 | 3.86 | 6.0022 | 10.9834 | 23.9689 | 12.4844 | 9.5134 | 9.0169 | 9.0169 | 10.6406 |  |  |  | 3.3611 | 10.7584 | 3.5721 | 25.6249 | 12.0844 | 9.5434 | 9.0169 | 9.0169 | 10.6406 |  |  |  | 4.1546 | 7.3822 | 3.6771 | 8.8767 | 9.2739 | 10.5071 | 20.5792 | 10.5896 | 6.0914 | 25.0054 | 50.1907 |  |  |  | 13.1434 | 4.3811 | 10.6424 | 12.5687 | [5 empty] | 30.7827 | 21.4121 | 38.0446 | 19.2889 | 20.2159 | 13.9908 | 19.8428 |  |  |  | 1436.4 |  |  |  | 7.92 | 9.28 |  |  |  | 252.41 | 18.18 | 121.64 | 10.44 | 6.26 | 1 |  | 1.36 | 2.12 | 3.09 | 2.66 |  | 76.26 | 7.06 | 26.12 | 0.54 |  | 1.05 | 1.6 |  | 26.12 | 7.06 | 1.05 | 1.44 | 25.44 | 24.66 | 24.32 | 2.86 | 5.72 | 2.22 | 0.93 | 2.86 | 1.26 |  |  |  | 9.48 | 1.04 | 0.55 | 1.71 | 0.5 | 0.2 | 6.25 | 3378.13 |  | 28.32 | 20.92 | 36.9 | 38.13 | 4.774 | 42.48 | 5.23 | 17.79 | 14.73 |  | 26.68 | 23.25 | 4.3 |  |  |  |  | 95.7 | 39.4 | 14.65 | 35.03 | 7.8 | 2.84 | 3.07 | 1.71 | 1.78 | 4.81 | 20.16 | 4.8 | 1.22 | 3.34 | 2.69 | 1.22 | 1.08 | 19.41 |  | 5.54 | 26.76 | 9.24 | 4.82 | 3.54 | 5.92 | 0.82 | 2.07 | 10 | 3.24 | 2.59 | 17.13 | 60.52 | 3.08 | 9.24 |  | 3.96 |  |  |  | 216.86 | 13.56 | 8.47 | 286.8 | 26.05 | 51.68 |  | 16.38 |  | 3.4 |  |  | 3.66 | 6.34 |  | 16.91 | 0.32 |  | 14.78 | 18.2 | 113.56 | 81.89 | [6 empty] | 4.68 | 12 | 6.84 | 17.92 | 99.2 | 67.53 | 6.48 | 21.45 | 7.68 | 3.93 | 33.21 | 19.76 | 2.64 | 4.66 | 7.87 | 0.4 | 4.96 | [12 empty] | 32.46 | 0.96 |  | 16.44 | 147.61 | [9 empty] | 1.08 | 48.75 | 26.64 | 51.4 | 41.16 | 40.92 | 7.98 | 11.97 | 3.99 | [11 empty] | 27.78 | 39.85 | 30.03 | 9.26 | 14.48 | 13.48 | 4.6 | 32.48 | 14.12 | 22 | 19.39 | [11 empty] | 6.63 | 1.67 | 2.64 | 13.24 | 5.26 |  | 7.98 | 4.46 | [8 empty] | 0.72 | 0.42 | 0.44 |  |  |  | 5.16 | 7.55 |  |  |  | 0.28 | 1131.42 | 103.78 | 15.44 | 8.6 | 57.84 | 14.4 | 5.56 | 2.3 | 0.86 | 0.85 | 0.88 | 1.95 | 10.69 | 3.52 | [6 empty] | 10.12 | 43.52 | 13.12 | [5 empty] | 1.14 | 1.64 | 0.82 | 4.14 | 1.68 | 143.68 | 68.3 | 39.93 | 30.62 | 6.46 | 1.76 | [7 empty] | 0.06 | [10 empty] | 1.35 | 1.35 | 0.27 | 1.08 | 0.88 | 0.96 |  | 3.04 | 1.28 | 0.38 | 0.32 | 0.38 | 0.8 | 0.51 |  | 57.56 | 14.39 | 26.2 | 3.44 | 59.76 | 5.56 | 2.5 | 1.28 | 8 | 1.45 | 1.02 | 37.62 | 2.64 | 0.68 | 0.58 | 1.47 | 0.3 | 0.16 | 0.05 |  | 0.95 |  |  | 27.62 | 4.8 | 4.89 | 0.99 | 63.58 |  |  |  | 1.32 |  | 3.86 | 2.08 | 2.24 | 0.56 | 1.68 | 4.48 | 1.96 | 1.84 | 2.31 | 1.96 |  | 3.2 | 0.19 | 0.56 | 0.4 | 2.4 | 0.24 | 0.27 | 0.24 |  |  | 0.82 |  |  |  |  | 3.51 | 0.56 | 0.56 | 1.12 | 0.02 | 0.38 | 1.84 | 0.44 | 0.28 | 2.87 | 0.75 | 0.82 | 1.12 | 0.36 | 2.52 | 2.24 | 0.56 | 0.92 |  | 3.69 | 0.84 | 3.72 | 0.41 | 0.49 |  |  | 13.47 | 31.68 | [12 empty] | 30.24 | 13.86 | 7.5 | 20.92 | 2.45 | 11.07 | 2.49 | 7.26 | 4.2 | 10.74 | 23.3 | 18.02 | 37.2 | 2.4 | 0.1 | 0.21 | 0.12 | 3.3 | 2.76 | 2.22 | 2.54 | 0.19 | 0.46 | 0.26 | 0.19 | 0.23 | 0.43 | 0.59 | 0.78 | 7.78 |  |  | 4.11 |  | 3.46 | 13.12 | 293.28 | 110.62 |  | 9.66 |  |  |  |  | 13.76 | 21.28 | 19.18 | 36.72 | 7.12 | 1.93 | 2.35 | 1.02 | 0.38 | 0.81 | 0.04 | 0.24 | 3.92 | 0.21 | 0.04 | 0.04 |  | 0.36 | 0.04 | 0.1 | 0.13 | 1.98 | 3.3 | 3.2 | 3.06 | 1.32 | 2.46 | 3.96 | 0.23 | 0.28 | 0.26 | 0.25 | 0.24 | 0.1 | 0.06 | 0.02 | 0.09 | 0.28 | 0.04 | 0.02 | 0.2 | 2.02 | 2.18 | 2.48 | 1.33 | 1.76 | 0.91 |  |  |  | 8.64 | 5.48 | 1.14 | 123.64 | 6.68 | 16.09 | 16.09 | 43.6904 | 43.6904 | 43.6904 | 43.6904 | 43.6904 | 43.6904 | 43.6904 | 43.6904 | 1.5473 | 1.5473 | 2.2424 | 2.2424 | 12.939 | 8.784 | 12.331 | 3.1555 | 1.128 | 4.4805 | 9.612 | 9.561 | 20.4625 | 3.9972 | 1.279 | 2.3424 | 2.1753 | 2.3424 | 1.8647 | [8 empty] | 8.6462 | 3.46 | 239.5503 | 239.5503 | 239.5503 | 239.5503 | 239.5503 | 239.5503 | 239.5503 | 239.5503 | 239.5503 | 2.381 | 2.381 | 20.591 | 2.9255 | 12.268 | 1.128 | 3.1555 | 17.252 | 43.4303 | 3.5179 | 31.968 | 29.304 | 13.2165 | 47.0755 | 2.664 |  | 0.8 | 0.48 | 0.48 | [9 empty] | 15.5287 | 3.28 | 598.08 | 37.98 | 15.54 | 5.2935 | 11.44 | 11.44 | 7.276 | 7.276 | 18.45 | 7.329 | 3.8017 | 2.532 | 1.807 | 2.532 | 2.268 | 2.268 | 0.617 | 0.408 | 22.468 | 21.573 | 11.985 |  | 6.116 | [11 empty] | 7.7482 | 2.7628 | 5.1655 | 2.9428 | 3.0328 | 15.74 |  |  |  |  | 2.018 |  |  | 20.36 | 20.36 | 20.36 | 20.36 | 2.456 | 3.216 | 2.456 | 2.456 | 2.456 | 46.86 | 2.5405 | 17.5425 | 8.065 | 1.743 | 5.3405 | 2.7105 | 27.05 | [5 empty] | 0.74213 | 7.8976 | 28.7408 | 25.3343 | 7.608 | 2.94 | [9 empty] | 6.959 |  | 0.336 |  | 1.3785 | 1.602 | 6.826 | 7.076 | 1.93 | 8.06 | 6.7 | 2.7 |  | 456.8713 | 46.7332 | 70.89 | 165.436 | 5.721 | 11.0085 | 5.5043 | 5.5043 | [5 empty] | 32.0707 | 0.984 |  | 19.054 | 57.98 | 51.5444 | 9.004 | 13.495 | 7.4585 | 3.1965 | 7.4585 | 2.2562 | 0.592 |  |  |  | 48.09 | 45.54 | [7 empty] | 14.46 | 18.31 | 11.07 | 98.3 | 27.12 | 4.18 | 4.02 | 5.64 | 0.94 | 1.32 | 1.23 | 0.94 |  |  |  |  | 1.48 | 0.57 | 1.93 | 0.64 |  |  | 10.16 | 34.68 | 3.66 | 1.08 |  | 0.91 | 0.55 |  |  | 0.91 | 0.63 | 0.14 | 0.14 | 0.07 | 0.21 | 0.26 |  |  |  | 1.15 |  | 3.96 | 1.88 | 21.64 | 6.75 | 1.95 |  |  | 26 | 3.5 | 1.95 |  |  | 90.42 | 14.97 | 1.19 | 7.82 | 3.37 | 5.62 | 12.7 | 6.68 | 11 | 28.11 | 13.29 | 1.01 | 0.7 | [13 empty] | 38.43 | 89.38 | 0.48 | 1.19 | 7.82 | 3.37 | 5.62 | 12.7 | 6.68 | 11 | 83.2 | 13.29 | 1.01 | 0.7 | [14 empty] | 13.76 | 22.68 | [5 empty] | 6.76 | 1.6 | 2.94 | 0.57 | 208.54 | 4.67 | 14.1 | 22.96 | 11.9 | 14.86 | 2.2 | 3.32 | 8.37 | 89.4 | 6.36 | 0.68 | 178 |  |  |  | 2.9 | 9 | 34.8 | 5.4 | 51.57 |  |  |  | 6.92 | 2.46 | 6.3 | 1.33 |  | 25.78 | 25.2 | 0.99 | 12.6 | 10.08 |  | 24.66 | 17.64 | 13.76 | 5.8 | 7.29
CIEQBKA01B01C01 | Backfill(with Compaction); Excavated Soil |  | m3 | [7 empty] | 23.83 | 23.83 | 24.73 | 24.73 | 24.73 | 20.47 | 20.47 |  | 11.31 |  | 2.14 |  |  | 28.22 | 28.22 | 28.22 | 22.18 | 8.4 | 3.26 | 3.26 |  |  | 1.74 | 11.84 | 2.73 |  | 3.72 |  |  |  |  | 1.3 |  |  | 91.28 | 22.82 | 28.68 | 57.88 | 4.04 |  |  |  | 1.8 |  | 1.3 | 16.36 | 16.36 | 2.93 | 6.71 | 6.71 | 12.05 | 12.05 | 12.05 |  |  |  | 5.72 | 2.24 | 2.24 | 2.24 | [17 empty] | 19.5 | [11 empty] | 10.37 | [12 empty] | 2.86 | 34.02 | 229.15 | 35.59 | 181.28 | 38.66 | 78.88 | 89.92 | 67.09 | 1.5 | 263.5 | 145.6 | 11.7 | 3.58 | 101.58 | 101.58 | 29.4 | 29.4 | 85.18 | 477.75 | 127.77 | 42.59 | 65.47 | 0.28 | 80.74 | 40.37 | 64.32 | 69.62 | 0.45 | 64.12 | 0.61 | 170.75 | 68.3 | 73.28 | 34.15 | 31.01 | 68.3 | 29.4 | 42.59 | 75.01 | 1 | 14.1 | 14.1 | 37.74 | 61.11 | 0.61 | 43 | 73.16 | 0.21 | 155.02 | 44.48 | 44.48 | 128.3 | 3.41 | 67.72 | 60.47 | 81.65 | 1 | 21.07 | 81.65 | -0.03 | 174.62 | 47.39 | 42.59 | 127.08 | 64.12 | 0.32 | 138.81 | 56.87 | 23.06 | 71.04 | 58.05 | 19.8 | 71.38 | 0.32 | 1.02 | 17.42 | 24.96 | 78.92 | 24.96 | 49.64 | 24.82 | 24.82 | 48.06 | 19.75 |  |  |  | 39.98 | 39.98 | 39.98 | 39.98 | 149.95 | 20.29 | 16.16 | 16.87 | [5 empty] | 76.8 |  | 348.39 |  | 144.3 | 52.05 |  |  | 30.27 |  | 5.79 | 0.3 | 12.72 | 0.15 | 8.94 | 8.94 | [7 empty] | 3.7 | 5.76 | 14.34 | 1.15 | 3.3 | 2.76 |  |  |  | 29.34 | 22.94 | 20.9 | 22.94 | [7 empty] | 3.7 | 5.76 | 14.34 | 1.15 | 3.3 | 2.76 | [10 empty] | 3.7 | 5.76 | 14.34 | 1.15 | 3.3 | 2.76 |  |  |  | 44.33 | 0.68 | 1.38 | 1.64 | 3.66 | 114.55 | 18.35 |  | 78.72 | 2 | 0.8 | 7.92 | 23.76 | 17.5 | 12.92 | 17 | 1514.18 | 7.34 | 1 | 1 | 1 | 1 |  |  |  |  | 12.2 | 56.1 | 204.36 | 6.8 |  | 172.59 |  | 37.74 | [6 empty] | 21.66 | 1.88 | 1.88 | 0.24 | 0.39 | 0.12 | 0.24 | 3.7 | 2.64 | 3.12 | 6.64 | 6.96 | 19.85 | 0.46 | 56.89 | 2.4 | 34.24 | 0.52 | 2.2 | 0.52 | 2.2 | 0.57 | 2.2 | 0.57 | 2.2 | 23.92 | [46 empty] | 25.95 | 36.46 |  | 15.68 |  | 33.36 |  |  |  | 267 | 267 | 108.94 | 38.04 | 3.61 | 306.16 | 2.86 | 2.86 | 3.99 | 3.99 | 3.99 | 3.99 | 3.71 | 3.71 | 17.19 | 13.37 | 2.43 | 64.94 | 3.82 | 1.86 | 2.66 | 0.79 | 0.79 | 4.12 | 2.37 | 55.39 | 38.2 | 51.57 | 28.65 | 2.72 | 0.79 | 1.82 | 4.76 | 3.81 | 6.74 | 2.54 | [27 empty] | 10.64 | 27.84 | 27.84 | 34.8 | 4.84 | 7.5 | 5.72 |  |  |  | 6.94 | 6.57 |  |  |  | 8.15 | 6.94 |  |  |  | 4.82 | 4.82 |  |  |  | 6 |  |  | 6.57 | [75 empty] | 419.3 | 243.56 | 742.4 | 457.44 | 367.02 | 91 | 87.69 | 397.05 | 78.87 | 519.78 | 163.14 | 31.14 | 10.9 |  |  |  | 158.6 | 140.3 | 165.68 | 55.97 | 33.46 | 25.2 | 16.1 | 22.41 | 22.41 | 15.21 | 16.1 | 11.98 | 11.98 | 246.98 | 64.2 | 2.16 |  | 1.8678 | 35.31 | 56.45 | 262.9 |  | 6.5228 | 546.21 | 54.9 | 1043 | 114.32 | 11.68 | 1.79 | 102.24 | 303.62 | 174.72 | 13.33 | 16.99 | 30.8 | 23.8 | 1610.76 | 19.54 | 12.77 | 4.82 |  | 38.1 | 54.02 | 34.32 |  | 14.82 | 6.56 | 18.04 | 3.23 | 16.4 | 6.79 | 13.58 | 63.42 | 16.56 | 4.1 | 385.92 | 250.2 | 59.3 | 75.42 | 149.94 | 133.61 | 139.3 |  | 49.56 | 6.32 | 30.8 | 32.94 | 3.04 | 3.59 | 10.76 | 10.47 | 75.39 | 54.06 | 14.71 | 12.61 | 7.52 | 1.18 |  | 2087.06 | 76.8 | 200.68 |  |  |  | 17.9 | 233.14 | 17.46 | 14.79 | 12.05 | 12.83 | 12.79 |  |  | 7.81 | 2.21 |  |  |  | 0.87 | 18.33 | 8.7798 | [25 empty] | 12.99 | 13.15 |  |  |  | 55.76 | 33.84 | 9.36 | 18.72 | 28.08 | 12.79 | [18 empty] | 0.51 | 4.95 | [6 empty] | 2.35 | 4.98 |  | 3.1 |  | 0.15431 |  | 4.79 | [17 empty] | 5.12 | [31 empty] | 2.18 | 1.83 | 0.7 | [203 empty] | 4.4225 | [145 empty] | 29.3623 | [12 empty] | 348.75 | 224.1 | 107.75 | 81.46 | 71.44 | 19.24 | 19.01 | 17.33 | 17.26 | 23.5 | 19.72 | 31.15 | 12.52 | 24.16 | 13.31 | 12.52 | 14.78 | 68.82 |  | 23.34 | 108 | 40.62 | 14.31 | 34.04 | 32.4 | 2.26 | 5.97 | 13.7 | 6.9 | 3.71 | 41.4 | 98.16 | [7 empty] | 674.94 | 59.04 | 15.14 | 1041.6 | 38.85 | 78.28 |  | 26.26 |  | 5.15 |  |  | 7.24 | 12.16 |  | 4.63 | 1.03 |  | 72.68 | 97.26 | 174.52 | 114.9 |  |  |  |  | 133.39 | 40.66 | 29.69 | 51.34 | 24.17 | 131.84 | 51.94 | 55.23 | 63.52 | 238.26 | 83.28 | 55.05 | 68.42 | 136.31 | 79.66 | 32.76 | 93.95 | 5.09 | 70.4 | [12 empty] | 9.48 | 3.09 |  | 38.79 | 254.84 | [6 empty] | 61.36 | 34.08 | 6.4 | 3.48 | 460.35 | 225.44 | 456.9 | 512.12 | 251.2 | 122.96 | 184.44 | 61.48 | [11 empty] | 400.86 | 408.7 | 275.43 | 133.62 | 173.02 | 165.94 | 113.72 | 485.32 | 211.58 | 408.4 | 394.73 | [11 empty] | 27.72 | 15.16 | 28.3 | 188.09 | 26.96 |  | 12.44 | 59.88 | [8 empty] | 2.08 | 2.88 | 3.88 |  |  |  | 11.82 | 11.61 |  |  | 494.26 | 0.87 | 88.2 | 44.86 | 120.4 | 28.15 | 175.26 | 75.78 | 8.72 | 6.16 | 4.56 | 3.92 | 5.68 | 8.43 | 4.47 | 2.63 | [6 empty] | 23.16 | 61.95 | 29.96 |  |  |  | 67.28 |  | 4.72 | 8.52 | 4.26 | 7.78 | 5.32 | 50.14 | 35.76 | 54.57 | 79.56 | 17.32 | 11.03 | [7 empty] | 0.69 | [8 empty] | 0.48 |  | 7.6 | 7.6 | 1.52 | 6.08 | 5.68 | 5.88 |  | 13.76 | 6.48 | 1.72 | 1.62 | 1.72 | 4.56 | 2.59 |  | 526.88 | 131.72 | 47.84 | 19.22 | 33.7 | 12.8 | 6.1 | 4.88 | 152.52 | 16.72 | 14.1 | 25.65 | 8.61 | 2.74 | 2.41 | 15.12 | 4.14 | 2.6 | 0.67 |  | 7.66 |  |  | 163.83 | 7.56 | 28.2 | 4.68 | 34.24 |  |  |  | 1.33 |  | 56.54 | 30.4 | 16.8 | 4.2 | 12.6 | 33.6 | 14.7 | 15.6 | 15.75 | 14.7 | 0.28 | 19.12 | 1.67 | 4.2 | 2.39 | 14.34 | 1.8 | 1.88 | 1.8 |  |  | 3.71 |  |  |  |  | 51.39 | 4.58 | 4.58 | 9.16 | 0.32 | 3.6 | 17.12 | 3.44 | 2.29 | 18.2 | 5.88 | 3.71 | 9.16 | 3.66 | 20.61 | 18.32 | 4.58 | 8.56 | 0.42 | 23.4 | 6.3 | 20.24 | 7.49 | 2.94 |  |  | 45.75 | 248.88 | [12 empty] | 63.42 | 109.87 | 73.25 | 127.41 | 12.17 | 92.12 | 47.74 | 71.38 | 83.6 | 93.13 | 137.45 | 73.9 | 285.8 | 7.2 | 0.3 | 1.19 | 2.28 | 5.58 | 6.06 | 5.78 | 5.8 | 2.46 | 5.7 | 3.87 | 2.32 | 2.85 | 0.85 | 1.19 | 1.6 | 34.26 |  |  | 28.88 |  | 13.89 | 97.28 | 123.96 | 30.16 |  | 131.58 |  |  |  |  | 270.48 | 163.72 | 146.44 | 295.68 | 90.94 | 6.44 | 15.3 | 7.62 | 2.63 | 7.11 | 0.72 | 1.28 | 14.7 | 6.17 | 1.04 | 0.72 | 0.21 | 8.82 | 0.34 | 0.66 | 0.25 | 7.62 | 5.39 | 9.04 | 8.86 | 3.67 | 8.16 | 15.24 | 2.77 | 5.1 | 3.87 | 3.73 | 4.32 | 0.66 | 0.36 | 0.36 | 2.5 | 5.04 | 0.72 | 0.4 | 1.32 | 6.52 | 4.92 | 5.62 | 3.2 | 5.23 | 2.54 |  |  |  | 74.4 | 15.05 | 9.24 | 32.44 | 25.68 | [204 empty] | 69.91 | 34.18 | [7 empty] | 12.18 | 13.47 | 10.89 | 332.4 | 122.7 | 21.76 | 14.68 | 47.76 | 7.96 | 9.01 | 6.32 | 7.96 |  |  |  |  | 9.5 | 2.57 | 8.99 | 11.05 |  |  | 48.44 | 63.52 | 20.04 | 4.16 | [6 empty] | 1.98 | 0.96 | 0.96 | 0.48 | 0.66 | 1.27 |  |  |  | 11.82 |  | 28.02 | 10.61 | 202.48 | 60.63 | 18.6 |  |  | 19.36 | 3.47 | 18.6 |  |  | 33.29 | 15.13 | 12.84 | 96.45 | 25.66 | 78.3 | 129.98 | 87.81 | 159.28 | 272.65 | 117.57 | 34 | 10.94 | [10 empty] | 29.32 |  |  | 22.63 | 33.1 | 8.7362 | 12.84 | 96.45 | 25.66 | 78.3 | 129.98 | 87.81 | 159.28 | 601.18 | 117.57 | 34 | 10.94 | [10 empty] | 29.32 |  |  |  | 14.61 | 18.01 |  | 58.32 |  |  |  | 161.56 | 53.4 | 70.08 | 27.42 | 255.02 | 72.16 | 136.29 | 276.8 | 375.4 | 146.24 | 27 | 15.96 | 24.29 | 1417.5 | 124 | 9.8 | 247.34 | [7 empty] | 33.42 |  |  |  | 173.28 | 146.76 | 85.86 | 14.03 |  | 76.73 | 731 | 1.79 | 365.5 | 292.4 |  | 201.3 | 511.7 | 14.61 |  | 143.4
CIEQBKA02B01C01 | Backfill(with Compaction); Imported Soil |  | m3 | [837 empty] | 738.8 | 1.28 | 1.28 | 334.88 | 16.49 | 20.08 | 7.91 | 2.05 |  | 2.01 |  | 2.53 | 13.53 | 7.54 | 8.45 | 9.93 | 2.82 | 2.7 | 5.23 | 23.95 | 8.8 | 9.88 | 13.52 | 6.52 | 51.8 | 20.72 | 20.72 | 16.98 | 16.98 | 84.9 | 4.97 | 12.72 | 6.27 | 5.73 | 5.71 | 8.12 | 23.21 | 21.1 | 24.8 | 92.78 | 289.64 | 873.1 | 190.08 | 11.95 | 5.22 | 4.71 | 5.97 | 10.38 | 13.39 | 5.75 |  | 2.92 | 2.51 | 3416.67 | 158.66 |  | 278.02 |  | 198.74 |  | 146.78 | 125.17 | 96.73 | 22.52 | 14.72 | [5 empty] | 11.28 | 4.8 | 1.74 | 1.68 | 17.94 | 0.88 | 52.14 | 17.38 | 579.28 | 348.04 | 189.36 | 189.36 |  | 2.92 | 2.4 | 3.71 | 13.2 | 6.57 | 12.27 | 16.88 | 5.75 | 67.76 |  |  |  | 3.38 | 18.72 | 34.5 |  | 4.96 | 30 | [5 empty] | 39.6 | 100.48 | 101.72 | 144.98 | 223.7 | 74.43 | 176.28 | 13.66 | 30.45 | [9 empty] | 101.64 | 254.45 | 177.6 | 237.08 | 296.35 | 371.46 | 62.18 | 159.72 | 76.53 | 69.39 | 43.42 | 27.74 | [31 empty] | 117.44 | 4.38 | 51.18 |  |  | 15.08 | 12.27 | 18.85 | 12.27 | 8.65 | 8.18 | 90.28 | 247.8 | 288.58 | 9.23 | 9.79 | 131.62 | 123.9 | 14.11 | 78.46 | 156.09 | 35.13 | 290.22 | 35.99 | 34.69 | 184.64 | 132.66 | 211.79 | 35.99 | 43.71 | 4.4 | 6.92 | 20.7 | 21.12 | 18.92 | 15.72 | 13.5783 | 47.758 | 286.6339 | 142.817 | 169.7433 | 170.2398 | 170.2398 | 185.1294 |  |  | 2.0256 | 16.2193 | 47.983 | 16.0083 | 284.9779 | 143.217 | 169.7133 | 170.2398 | 170.2398 | 185.1294 |  |  | 2.0256 | 73.657 | 31.7787 | 15.9033 | 37.3221 | 115.6905 | 185.2629 | 370.9607 | 185.1804 | 141.6619 | 329.828 | 659.4759 |  |  | 2.0256 | 220.2915 | 73.4305 | 114.5765 | 185.5558 | [5 empty] | 148.9566 | 147.6733 | 285.9165 | 133.2346 | 158.5471 | 94.919 | 110.6986 |  |  |  | 349.54 |  |  |  | 51.08 | 49.72 |  |  |  | 744.83 | 267.87 | 1058.76 | 96.52 | 22.66 | 2.17 |  | 6.12 | 9.42 | 14.97 | 12.58 |  | 822.26 | 156.06 | 445.2 | 6.08 |  | 4.56 | 6.72 |  | 445.2 | 156.06 | 4.56 | 6.24 | 302.7 | 233.74 | 198.46 | 17.38 | 34.76 | 10.6 | 4.28 | 17.38 | 5.26 |  |  |  | 161.2 | 10.64 | 5.29 | 8.73 | 1.1 | 0.44 | 0.94 | 2450.02 |  | 316.96 | 267.48 | 554.7 | 165.54 |  | 475.44 | 66.87 | 139.51 | 135.2 |  | 318.6 | 337.25 | 90.74 | [454 empty] | 12.43 | 12.43 | 30.038 | 30.038 | 30.038 | 30.038 | 30.038 | 30.038 | 30.038 | 30.038 | 6.5423 | 6.5423 | 7.4413 | 7.4413 | 67.8548 | 23.4338 | 28.9293 | 16.9185 | 8.5564 | 19.6819 | 84.2185 | 33.7316 | 121.4306 | 22.3033 | 10.6647 | 16.7278 | 17.1935 | 16.7278 | 11.2855 | [9 empty] | 50.23 | 90.1244 | 90.1244 | 90.1244 | 90.1244 | 90.1244 | 90.1244 | 90.1244 | 90.1244 | 90.1244 | 3.9244 | 3.9244 | 57.2607 | 14.6318 | 33.5383 | 8.5564 | 16.9185 | 90.473 | 48.9023 | 25.5353 | 154.9242 | 142.0138 | 51.7223 | 46.4178 | 12.9103 |  | 1.6419 | 1.3767 | 1.3767 | [10 empty] | 43.86 | 1547.42 | 18.13 | 12.24 | 30.3409 | 15.64 | 15.64 | 28.4678 | 28.4678 | 40.46 | 56.896 | 9.6639 | 6.3151 | 5.5488 | 6.3151 | 6.0087 | 6.0087 | 4.0154 | 2.1611 | 57.8254 | 99.7318 | 55.4066 | [13 empty] | 33.6519 | 18.3182 | 22.4346 | 45.1839 | 52.2233 | 11.62 |  |  |  |  | 24.0945 |  |  | 16.78 | 16.78 | 16.78 | 16.78 | 6.997 | 7.9044 | 6.997 | 6.997 | 6.997 | 77.2753 | 50.5346 | 121.3631 | 56.1073 | 11.0915 | 24.3037 | 14.9522 | 285.8963 | [5 empty] | 12.1518 |  | 37.0885 | 32.5386 | 21.8779 | 7.9846 | [9 empty] | 14.6183 |  | 2.9877 |  | 6.0591 | 14.0364 | 39.7059 | 96.5568 | 9.152 | 15.05 | 14.04 | 9.9 |  | 1208.2682 | 106.6608 | 56.5918 | 204.2774 | 10.0471 | 24.2732 | 12.1366 | 12.1366 | [6 empty] | 9.0904 |  | 86.6057 | 21.97 | 30.8594 | 23.1342 | 80.1671 | 45.1083 | 19.3321 | 45.1083 | 10.459 | 4.278
CIEQFIA01B01C01 | Earth fill; Clean Sand |  | m3 | [1325 empty] | 7.7137 | [495 empty] | 17.22 | 18
CIEQFIA02B01C01 | Earth fill; Structural Fill |  | m3 | [890 empty] | 7000.39 | [433 empty] | 276.79 | [125 empty] | 2.11
CIEQFIA03B01C01 | Earth fill; Oily Sand |  | m3 | [1617 empty] | 0.35 | 0.35 | [77 empty] | 0.96 | 0.29 |  | 0.14 | 0.14 |  |  | 0.23 | [38 empty] | 0.32 | 0.32 | 0.32 | 0.32 | [63 empty] | 1.61
CIEQFIA05B01C01 | Earth fill; Crushed Stone(Gravel) |  | m3 | [55 empty] | 1.79 | 1.79 | [405 empty] | 5.115 | 30.15 | 30.15 | 37.6875 | 4.2626 | [199 empty] | 8.6975 | [9 empty] | 2.5575 |  |  |  | 2.5575 | [209 empty] | 12.04 | [1059 empty] | 17.54 |  |  |  |  | 3.98 | [29 empty] | 6.72
CIEQFIA07B01C01 | Earth fill; Compacted Sand |  | m3 | [43 empty] | 105.23 | [149 empty] | 49.43 |  |  |  | 692.62 | 692.62 | 692.62 | 692.62 |  | 192.18 | [385 empty] | 24.88 | 78.77 | 63.58 |  | 24.88 | 9.25 | 9.25 | [5 empty] | 235.05 | 687.37 | [66 empty] | 82.21 | 55.33 | 33.26 | 39 | 38.67 | [432 empty] | 1850 | [117 empty] | 48.45 | [14 empty] | 69.08 | 32.52 | [25 empty] | 69.3 | [74 empty] | 87.5 | [6 empty] | 2615.32 | 143.78 |  |  |  |  | 3.05 | [26 empty] | 184.68 | 72.82 | [41 empty] | 61.28 | [22 empty] | 39.51 | [71 empty] | 10.86 | [35 empty] | 443.58 | 144.6 | [59 empty] | 168.23 |  | 13.58 | 13.58 | 20.2717 | 20.2717 | 20.2717 | 20.2717 | 20.2717 | 20.2717 | 20.2717 | 20.2717 | [29 empty] | 342.4775 | 306.4273 | 270.377 | 270.377 | 270.377 | 270.377 | 270.377 | 270.377 | 270.377 | [31 empty] | 36.13 | 10.95 |  | 6.92 | 6.92 |  |  | 13.77 | [38 empty] | 14.01 | 13.85 | 13.85 | 13.85 | [63 empty] | 87.03 | 28.0888 | [19 empty] | 10.96 | 15.01 | 7.56 | [52 empty] | 142.82 | 17.24 | [24 empty] | 51.5 | 142.23 | [26 empty] | 10.02 | 19.35 | [21 empty] | 81.36 | [24 empty] | 10.02
CIEQSRA01B01C01 | Soil Reinforcement; Geotextile |  | m2 |  |  |  | 10
CIEQCOA02B01C02 | Structural Concrete - Material only; Fck = 25 MPa; Cement Type I; with Micro Silica |  | m3 | [660 empty] | 62.66 | 22.8 | 6.38
CIEQCOA04B01C02 | Structural Concrete - Material only; Fck = 30 MPa; Cement Type I; with Micro Silica |  | m3 | [193 empty] | 3.81 | [1252 empty] | 4.53 | [71 empty] | 1.41 | [35 empty] | 8.82 | 3.62 | [61 empty] | 1.0603 | 1.0603 | 2.8286 | 2.8286 | 2.8286 | 2.8286 | 2.8286 | 2.8286 | 2.8286 | 2.8286 | [29 empty] | 21.6302 | 21.6302 | 21.6302 | 21.6302 | 21.6302 | 21.6302 | 21.6302 | 21.6302 | 21.6302 | [31 empty] | 2.8866 | 0.87802 |  | 0.42529 | 0.42529 |  |  | 0.67858 | [38 empty] | 0.95691 | 0.95691 | 0.95691 | 0.95691 | [63 empty] | 4.8255 | 3.0642
CIEQCOA05B01C02 | Structural Concrete - Material only; Fck = 35 MPa; Cement Type I; with Micro Silica |  | m3 | [7 empty] | 17.61 | 17.61 | 19.06 | 19.06 | 19.06 | 10.92 | 10.92 |  | 9.74 |  | 7.22 |  |  | 33.35 | 33.35 | 33.35 | 12.29 | 36.52 | 3.03 | 3.03 | 2.28 | 3.78 | 0.68 | 2.56 | 0.77 |  | 3.51 |  |  |  |  | 3.09 |  |  | 23.44 | 5.86 | 25.85 | 8.8 | 2.76 | 1.38 | 1.38 | 12.48 | 15.87 |  | 3.09 | 8.54 | 8.54 | 6.23 | 12.27 | 12.27 | 4.67 | 4.67 | 4.67 | 88.84 | 88.84 | 88.84 | 5.26 | 2.3 | 2.3 | 2.3 | 63.04 | 23.04 | 0.21 | 4.06 | 5.8 | 0.15 | 0.06 | 0.3 |  | 3.36 | 1 | 0.04 | 0.15 | 0.42 | 0.14 | 0.19 | 0.01 | 2.85 | 0.36 | [8 empty] | 1.8 |  | 10.2 | [6 empty] | 43.84 | 3.37 | 3.54 | 2.39 | 4.45 | 8.89 | 1.44 | 2.73 | 43.65 | 5.73 | 37.68 | 9.42 | 16.38 | 46.2 | 25.3 | 2.62 | 72.7 | 29.08 | 2.28 | 0.25 | 28.26 | 28.26 | 7.64 | 7.47 | 25.5 | 47.65 | 38.88 | 12.96 | 22.35 | 2.84 | 23.52 | 11.97 | 15.56 | 22.18 | 2.97 | 20.98 | 2.34 | 45.25 | 18.44 | 21.7 | 8.33 | 8.33 | 17.78 | 8.19 | 13.47 | 24.09 | 1.42 | 9.18 | 9.18 | 11.5 | 19.34 | 2.56 | 13 | 30.2 | 3.11 | 49.96 | 15.42 | 15.2 | 20.76 | 0.84 | 18.56 | 19.09 | 26.48 | 1.24 | 9.84 | 26.48 | 1.71 | 25.34 | 13.78 | 12.03 | 30.84 | 19.54 | 1.99 | 18.2 | 17.04 | 6.78 | 8.94 | 5.65 | 4.53 | 22.12 | 2.06 | 1.03 | 7.3 | 4.42 | 10.91 | 4.57 | 8.4 | 4.24 | 4.24 | 11.55 | 18.6 |  |  |  | 41.01 | 41.01 | 41.01 | 41.01 | 18.69 | 27.89 |  | 81.66 | 12.72 | 10.8 | 12.72 | 281.04 |  | 15 |  | 85.65 |  | 119.34 | 20.67 |  |  | 23.4 |  | 3.66 | 0.3 | 8.82 | 0.15 | 3.72 | 3.72 | [7 empty] | 3.53 | 4.11 | 57.6 | 0.21 | 0.54 | 0.27 | 0.66 | 2.76 | 0.75 |  | 127.8 |  | 127.8 | [7 empty] | 3.53 | 4.11 | 57.6 | 0.21 | 0.54 | 0.27 | 0.66 | 2.76 | 0.75 | [7 empty] | 3.53 | 4.11 | 57.6 | 0.21 | 0.54 | 0.27 | 0.66 | 2.76 | 0.75 | 36.27 | 5.24 | 4.06 | 16.18 | 45.64 | 28 | 1.65 |  | 6.96 | 0.45 | 0.18 | 2.34 | 7.02 | 4.1 | 3.36 | 4.01 | 255.22 | 0.82 | 0.48 | 0.48 | 0.48 | 0.48 |  |  |  |  | 5.92 | 6.12 | 55.5 | 1.1 |  | 104.4 |  | 22.32 |  | 0.05 |  |  |  |  | 11.1 | 1.07 | 1.07 | 0.04 | 0.09 | 0.02 | 0.04 | 0.54 | 0.48 | 0.28 | 0.72 | 0.88 | 5.25 | 0.58 | 17.47 | 2.32 | 46.84 | 1.72 | 0.46 | 1.73 | 0.46 | 2.1 | 0.46 | 2.1 | 0.46 | 3.9 | [46 empty] | 10.38 | 39.15 |  | 16.83 |  | 35.82 |  |  |  | 16.5 | 17 | 11.46 | 17.5 | 1.64 | 35.96 | 0.69 | 0.69 | 1.98 | 1.98 | 1.98 | 1.98 | 1.55 | 1.55 | 1.8 | 1.4 | 0.41 | 6.8 | 0.4 | 0.4 | 0.38 | 0.1 | 0.1 | 0.87 | 0.3 | 5.8 | 4 | 5.4 | 3 | 0.39 | 0.1 | 0.19 | 0.54 | 0.42 | 0.6 | 0.28 | [27 empty] | 19.14 | 79.2 | 79.2 | 99 | 8.77 | 3.5 | 13.45 |  |  |  | 20.2 | 17.95 |  |  |  | 26.33 | 20.2 |  |  |  | 9.13 | 9.13 |  |  |  | 14.9 |  |  | 17.95 | [75 empty] | 24.2 | 18.04 | 44.64 | 29.28 | 60.62 | 31.92 | 8.11 | 33.55 | 6.61 | 60.9 | 13.08 | 6.54 | 13.49 |  |  |  | 15.5 | 13.3 | 17.28 | 11.9 | 8.81 | 6.81 | 19.02 | 39.63 | 28.74 | 2.84 | 19.02 | 12.68 | 12.68 | 28.08 | 5.4 |  |  | 0.51696 | 58 | 96.84 | 19.8 |  | 2.4233 | 80.21 | 94.35 | 54.2 | 7.84 | 2.1 | 0.58 | 9.52 | 38.08 | 21.92 | 1.21 | 2.16 | 5.38 | 2.06 | 21.66 | 60.5 | 1.02 | 9.59 |  | 4.51 | 4.02 | 2.7 |  | 34.56 | 11.26 | 1.43 | 3.19 | 1.3 | 0.86 | 1.72 | 5.25 | 1.24 | 7.32 | 11.2 | 10.68 | 4.18 | 8.46 | 16.8 | 14.88 | 11.94 |  | 129.26 | 2.12 | 2.53 | 2.52 | 0.32 | 0.61 | 13.22 | 84.91 | 21.98 | 25.36 | 5.68 | 7.57 | 0.87 | 0.22 | [7 empty] | 36.36 | 441.6 | 15.96 | 13.23 | 10.42 | 11.22 | 11.18 |  |  | 14.67 | 1.23 |  |  |  | 26.4 | 22.16 | 3.7244 | 3.18 | 3.18 | 1.49 | 1.49 | 1.49 | 1.49 | 1.49 | 1.49 | 2.88 | 2.88 | 2.88 | 2.88 | 2.7 | 2.7 | 0.53 | 0.53 | 0.53 | 0.53 | 0.19 | 1.29 | 1.29 | 0.56 | 0.56 | 0.35 | 0.35 | 3.04 | 3.14 |  |  |  | 9.36 | 7.56 | 2.27 | 4.38 | 7.2 | 2.55 | [18 empty] | 9.62 | 4.33 | [6 empty] | 0.32 | 0.62 |  | 1.31 |  | 8.1634 |  | 0.97 | [17 empty] | 0.76 | [31 empty] | 1.25 | 0.81 | 0.18 | [32 empty] | 54.56 | 12.96 | 11.52 | 9.8 | 2.99 | 2.41 | 1.19 | 0.97 |  | 0.59 |  | 0.79 | 3.7 | 6.88 | 9.21 | 12.87 | 1.8 | 0.51 | 1.08 | 5.37 | 2.85 | 2.05 | 3 | 2 | 4.3 | 1.88 | 1.68 | 2.36 | 2.36 | 12.6 | 0.89 | 2.88 | 1.69 | 1.2 | 1.39 | 1.84 | 5.31 | 1.94 | 3.16 | 4.89 | 22.96 | 37.8 | 8.56 | 2.63 | 1.08 | 0.9 | 1.2 | 3.83 | 4.56 | 1.08 |  | 1.4 | 1.13 | 2407.5 | 13.56 |  | 33.46 |  | 32.82 |  | 23.39 | 19.75 | 8.56 | 5.23 | 3.36 | 31.575 | 1.6 | 0.2 | 5.935 | 1.195 | 0.42 | 0.2 | 0.7 | 0.9 | 11.94 | 0.14 | 7.56 | 2.52 | 45.92 | 15.44 | 8.84 | 8.8 |  | 1.4 | 1.08 | 0.99 | 2.49 | 0.9 | 3.84 | 4.56 | 1.08 | 10.56 | 0.08 | 0.06 |  | 1.66 | 6.08 | 8.5 |  | 2.57 | 4.08 | 0.08 | 0.06 |  |  |  | 10.4 | 8.06 | 9.1 | 29.36 | 51.98 | 14.33 | 38.42 | 4.48 | 9.66 | 5.4 | 7.92 | 9.24 | 6.6 |  |  | 0.12 | 0.39 | 0.02 | 7.42 | 31.9 | 18.72 | 40.6 | 44.6 | 90.72 | 10.66 | 20.88 | 18.64 | 13.74 | 27.47 | 20.39 | 5.06 | 16.7 | 8.93 | 17.88 | 1.82 | 14.1 | 4.6 | 4.6 | 4.6 | 15 | 11.13 | 28.98 | 3.31 | 8.43 | 8.18 | 4.55 | 3.64 | 3.64 | 4.4 | 16.04 | 8.88 | 1.93 | 2.15 | 1.04 | 1.26 | 3.78 | 12.73 | 1.37 | 5.72 | 3.38 |  | 9.14 | 0.6 | 11.64 |  | 5.2033 | 2.72 | 2.25 | 18.55 | 12.39 | 7.95 | 8.26 | 2.97 | 18.58 | 22.48 | 11.83 | 13.72 | 9.98 | 9.29 | 4.42 | 4.04 | 10.02 | 0.97 | 17.98 | 1.15 | 0.88 | 14.17 | 8.86 | 17.29 | 1.39 | 4.16 | 0.56 | 0.96 | 4.05 | 7.02 | 3.6 | 5.62 | 5.9293 | 10.035 | 21.312 | 11.384 | 8.67 | 9.54 | 9.54 | 11.385 |  | 0.025 | 1.6888 | 3.57 | 9.81 | 3.25 | 23.268 | 10.9 | 8.7 | 9.54 | 9.54 | 11.385 |  | 0.025 | 1.6888 | 4.437 | 6.75 | 3.355 | 7.91 | 8.4825 | 9.465 | 21.19 | 11.315 | 7.342 | 22.392 | 45.384 |  | 0.82681 | 1.6888 | 12.195 | 4.065 | 9.736 | 12.136 |  |  |  |  | 0.12025 | 40.351 | 31.31 | 52.04 | 18.544 | 18.886 | 13.536 | 18.968 |  |  |  | 4555.57 | 42.52 | 32.76 | 19.66 | 7.32 | 8.88 | 3.6 |  |  | 350.51 | 16.95 | 111.4 | 11.08 | 6.5 | 1.49 |  | 1.12 | 1.8 | 2.7 | 2.34 |  | 408.3 | 6.88 | 23.96 | 1.8882 | 16 | 2.31 | 3.04 |  | 23.96 | 6.88 | 2.31 | 2.76 | 23 | 22.22 | 21.88 | 2.52 | 5.04 | 2.26 | 0.95 | 2.36 | 1.25 |  |  |  | 9.34 | 0.86 | 0.47 | 1.71 | 0.9 | 0.36 | 24.11 | 4660.78 | 252 | 27.08 | 20 | 36.5 | 32.55 | 14.7909 | 40.62 | 5 | 16.51 | 13.79 |  | 24.88 | 22.1 | 4.5 |  |  |  |  | 91.05 | 36.5 | 13.35 | 33.37 | 7.12 | 2.77 | 3.07 | 1.55 | 1.63 | 4.54 | 25.53 | 4.38 | 1.15 | 3.15 | 3 | 1.18 | 1.29 | 17.76 | 2.34 | 5.45 | 25.96 | 8.67 | 4.83 | 3.26 | 5.33 | 1.39 | 3.27 | 13.18 | 9.58 | 3.78 | 8.85 | 26.66 | 4.9 | 11.76 | 5.4 | 7.02 |  |  |  | 220.54 | 14.4 | 10.88 | 334.4 | 43.6 | 74.48 | 3.99 | 22.88 | 1.89 | 4.95 | 0.32 | 0.84 | 11.46 | 11.64 |  | 16.91 | 0.32 |  | 9.56 | 10.88 | 57.55 | 100.7 |  |  |  |  | 93.64 | 19.83 | 4.79 | 11.97 | 6.67 | 17.68 | 52.92 | 49.65 | 6.2 | 19.11 | 8.4 | 3.7 | 31.18 | 18.41 | 2.68 | 4.44 | 7.53 | 0.32 | 4.12 | 1.9 | 7.24 | 4.48 | 3.35 | 0.82 | 0.58 | 1.61 | 2.6 | 0.5 | 1.5 | 0.08 |  | 32.46 | 0.96 |  | 9.63 | 66.29 | [6 empty] | 21.84 | 12.13 | 1.75 | 2.8 | 45.6 | 34 | 48.3 | 39.34 | 51.24 | 16.18 | 11.82 | 8.29 |  | 0.12 | 0.54 | 0.08 |  |  | 2.49 |  | 2.49 | 0.4 |  | 47.22 | 60.4 | 28.56 | 9.28 | 13.78 | 12.9 | 4.22 | 404.21 | 126.47 | 215 | 27.16 | 6.86 | 21.6 | 24.3 | 16.66 | 20.46 | 2.1 | [5 empty] | 7.4 | 1.69 | 2.42 | 99.27 | 5.05 | 13.61 | 6.16 | 23.59 |  | 0.4 | 0.88 | 0.26 |  | 1.6 | 0.64 |  | 0.8 | 0.54 | 0.52 |  |  |  | 2.95 | 3.41 |  |  | 151.83 | 0.63 | 326.8 | 43.86 | 14.64 | 7.93 | 51.84 | 13.32 | 5.03 | 4.3 | 1.56 | 0.77 | 0.76 | 1.62 | 11.12 | 3.76 | 0.9 |  | 0.42 | 0.48 | 0.24 | 0.9 | 6.28 | 22.97 | 7.62 | 0.84 |  |  | 23.95 |  | 2.08 | 2.84 | 1.94 | 7.56 | 3.2 | 62.28 | 36.4 | 36.93 | 27.48 | 6.03 | 1.81 |  |  | 26.91 | 0.24 | 0.24 | 0.17 | 0.12 | 0.05 | 0.01 | [7 empty] | 0.02 |  | 1.55 | 1.55 | 0.34 | 1.28 | 0.92 | 1.16 |  | 4.4 | 1.72 | 0.5 | 0.4 | 0.55 | 0.68 | 0.43 | 0.5 | 53.72 | 13.43 | 24.34 | 3.7 | 33.06 | 11.2 | 4.86 | 2.04 | 7.32 | 1.36 | 0.99 | 46.83 | 3.18 | 0.82 | 0.69 | 1.47 | 0.3 | 0.16 | 0.04 |  | 2.08 |  |  | 26.78 | 8.22 | 5.88 | 1.05 | 45.37 |  |  |  | 3.116 |  | 23.35 | 9.71 | 2.48 | 0.66 | 1.92 | 5.28 | 2.31 | 1.84 | 2.94 | 2.31 |  | 4.56 | 0.3 | 0.58 | 0.56 | 2.88 | 0.41 | 0.43 | 0.41 | 0.61 | 0.41 | 0.72 |  |  |  |  | 21.22 | 0.64 | 0.68 | 1.32 | 0.07 | 0.56 | 1.84 | 0.44 | 0.33 | 4.06 | 1.26 | 0.72 | 1.24 | 0.42 | 2.88 | 2.8 | 0.64 | 0.92 |  | 5.22 | 1.35 | 3.54 | 0.41 | 0.38 | 1.26 |  | 11.79 | 25.92 | [12 empty] | 20.82 | 12.56 | 7.06 | 19.57 | 2.49 | 10.15 | 2.33 | 6.86 | 4.06 | 10.13 | 21.16 | 17.14 | 35.44 | 5.76 | 0.2 | 0.49 | 0.36 | 4.62 | 4.76 | 3.66 | 4.36 | 0.17404 | 0.455 | 0.2475 | 0.1735 | 0.2275 | 0.43 | 0.59 | 0.78 | 15.03 | 0.63 |  | 10.92 |  | 3.4 | 12.16 | 154.02 | 36.94 |  | 54.7 |  |  |  |  | 13.76 | 21.34 | 19.64 | 35.92 | 7.18 | 1.93 | 2.5 | 1.08 | 0.41 | 0.87 | 0.06 | 0.92 | 13.72 | 0.18 | 0.04 | 0.04 |  | 0.3 | 0.14 | 0.36 | 0.46 | 3.54 | 7.38 | 6.64 | 6.96 | 2.68 | 5.42 | 6.6 | 0.22804 | 0.2666 | 0.24732 | 0.24804 | 0.36 | 0.16 | 0.06 | 0.02 | 0.07 | 0.28 | 0.04 | 0.02 | 0.2 | 2.76 | 2.18 | 2.48 | 1.33 | 1.76 | 0.91 |  |  |  | 10.24 | 5.8 | 1.2 | 37.73 | 6.32 | 10.03 | 10.03 | 34.284 | 34.284 | 34.284 | 34.284 | 34.284 | 34.284 | 34.284 | 34.284 | 2.0498 | 2.0498 | 3.2011 | 3.2011 | 16.3718 | 8.64 | 12.0384 | 2.9975 | 1.105 | 4.4118 | 12.9857 | 9.32 | 18.6285 | 4.2347 | 1.7838 | 2.2119 | 1.9395 | 2.2119 | 1.7054 | [8 empty] | 19.0473 | 26.34 | 164.2505 | 159.3025 | 154.3545 | 154.3545 | 154.3545 | 154.3545 | 154.3545 | 154.3545 | 154.3545 | 7.4808 | 7.4808 | 20.07 | 2.9425 | 12.4646 | 1.3675 | 3.5225 | 24.5732 | 42.3385 | 5.5547 | 29.0688 | 26.6464 | 13.98 | 48.0675 | 2.4224 | 2.5092 | 0.8 | 0.48 | 0.48 | 2.3398 | [8 empty] | 42.0846 | 27.78 | 771.755 | 18.57 | 11.14 | 5.346 | 7.81 | 7.81 | 7.72 | 7.72 | 11.89 | 7.7 | 4.4406 | 5.8406 | 3.4938 | 5.0654 | 4.3622 | 4.5934 | 1.4778 | 0.9 | 20.8 | 20.115 | 11.175 |  | 16.0875 | [11 empty] | 7.3176 | 2.6192 | 4.8784 | 2.7992 | 2.8892 | 22.87 |  |  |  |  | 2.16 |  | 0.054 | 13.66 | 13.49 | 13.49 | 13.49 | 4.576 | 5.334 | 3.5104 | 5.0336 | 4.5664 | 46.704 | 2.5 | 17.23 | 8.325 | 1.86 | 5.04 | 2.735 | 26.108 | [5 empty] | 0.66187 | 15.4881 | 27.8208 | 24.7408 | 10.8 | 5.4972 | [9 empty] | 6.94 | 13.928 | 0.475 |  | 1.62 | 1.6265 | 6.56 | 6.81 | 2.032 | 7.63 | 6.34 | 5 |  | 444.6062 | 45.5782 | 75.848 | 160.1496 | 12.7958 | 15.8625 | 6.8033 | 9.0416 | [5 empty] | 81.8412 | 0.8856 |  | 18.7488 | 34.31 | 34.53 | 11.6352 | 15.25 | 8.995 | 3.63 | 8.47 | 2.4341 | 0.76443 |  | 1.4775 |  | 31.82 | 29.84 |  |  |  |  | 5.64 |  |  | 8.89 | 10.17 | 7.61 | 88.6 | 25.08 | 3.9 | 3.76 | 5.52 | 0.93 | 1.4 | 1.31 | 0.92 |  |  |  |  | 1.61 | 0.8 | 1.81 | 0.56 |  |  | 9.68 | 37.76 | 3.58 | 1.05 |  | 2.51 | 1.19 |  |  | 2.51 | 0.51 | 0.2 | 0.18 | 0.12 | 0.12 | 0.4 |  |  |  | 3.46 |  | 3.69 | 1.86 | 21.24 | 6.53 | 4.95 |  |  | 27.68 | 3.49 | 4.95 |  |  | 44.23 | 13.82 | 1.3 | 7.67 | 3.15 | 5.64 | 12.46 | 6.53 | 9.88 | 29.69 | 13.2 | 1.07 | 0.56 | [10 empty] | 34.55 |  |  | 27.77 | 44.37 | 1.2493 | 1.3 | 7.67 | 3.15 | 5.64 | 12.46 | 6.53 | 9.88 | 86.36 | 13.2 | 1.07 | 0.56 | [10 empty] | 34.55 |  |  |  | 8.52 | 11.32 |  | 19.69 |  |  |  | 6.48 | 1.64 | 2.52 | 0.46 | 93.02 | 4.01 | 11.95 | 23.28 | 10.2 | 9.88 | 2.08 | 3.22 | 14.72 | 128.4 | 12.48 | 0.52 | 112.42 |  |  |  | 3.1 | 10.6 | 36.25 | 10.44 | 94.47 |  |  |  | 5.92 | 2.4 | 9 | 2.42 |  | 24.15 | 21.8 | 5.64 | 10.9 | 8.72 |  | 16 | 15.26 | 8.52 | 6.2 | 6.57
CIEQLCA02B01C01 | Lean Concrete - Material only; 15 MPa ≤ Fck < 20 MPa; Cement Type I |  | m3 | [7 empty] | 0.88 | 0.88 | 0.95 | 0.95 | 0.95 | 0.66 | 0.66 | [6 empty] | 1.25 | 1.25 | 1.25 | 0.65 | 0.24 | 0.18 | 0.18 |  |  | 0.08 | 0.32 | 0.14 |  | 0.63 | [7 empty] | 3.6 | 0.9 | 10.45 | 0.96 | 0.64 | [6 empty] | 0.64 | 0.64 | 0.44 | 0.6 | 0.6 | 0.34 | 0.34 | 0.34 | 10.12 | 10.12 | 10.12 | 0.36 | 0.12 | 0.12 | 0.12 | 7.24 | 2.72 | [15 empty] | 0.6 | [11 empty] | 1.81 | [12 empty] | 0.3 | 0.63 | 3.85 | 0.54 | 3.08 | 0.77 | 1.54 | 3.96 | 2.41 |  | 6.7 | 2.68 | 0.2 | 0.05 | 2.31 | 2.31 | 0.63 | 0.63 | 2.2 | 3.5 | 3.3 | 1.1 | 1.93 |  | 1.98 | 0.99 | 1.4 | 2.04 |  | 1.87 |  | 3.85 | 1.54 | 1.98 | 0.77 | 0.77 | 1.54 | 0.63 | 1.1 | 2.26 |  | 3.51 | 3.51 | 0.91 | 1.72 |  | 1.07 | 2.39 |  | 4.78 | 1.07 | 1.07 | 1.42 |  | 1.54 | 1.77 | 2.54 |  | 1.07 | 2.54 |  | 1.98 | 1.24 | 1.1 | 2.8 | 1.87 |  | 1.61 | 1.61 | 0.57 | 0.7 | 0.35 | 0.35 | 2.13 |  |  | 0.82 | 0.46 | 0.88 | 0.46 | 0.82 | 0.41 | 0.41 | 0.99 | 0.68 |  |  |  | 94.96 | 94.96 | 94.96 | 94.96 | 1.48 | 24.02 | 6.07 | 6.48 | [5 empty] | 2.88 |  | 21.78 |  | 18.39 | 4.89 |  |  | 3.63 |  | 0.72 |  | 1.62 |  | 0.27 | 0.27 | [7 empty] | 0.5 | 0.52 | 11.19 | 0.08 | 0.21 | 0.12 |  |  |  | 10.82 | 11.61 | 10.19 | 11.61 | [7 empty] | 0.5 | 0.52 | 11.19 | 0.08 | 0.21 | 0.12 | [10 empty] | 0.5 | 0.52 | 11.19 | 0.08 | 0.21 | 0.12 |  |  |  | 2.47 | 0.8 |  |  |  | 2.2 |  |  | 0.84 |  |  |  |  | 0.29 | 0.18 | 0.28 | 39.16 |  | 0.04 | 0.04 | 0.04 | 0.04 |  |  |  |  | 0.28 | 0.84 | 11.04 |  |  | 17.41 |  | 3.73 | [6 empty] | 0.84 | 0.08 | 0.08 | 0.06 | 0.09 | 0.03 | 0.06 | 0.06 | 0.09 | 0.12 | 0.24 | 0.32 | 1 |  | 3.49 |  | 3.6 | 0.97 | 0.1 | 0.98 | 0.1 | 1.17 | 0.1 | 1.17 | 0.1 | 0.78 | [46 empty] | 1.13 | 1.75 |  | 0.75 |  | 1.6 |  |  |  | 2.5 | 2.5 | 0.84 | 1.14 | 0.16 | 1.64 | 0.08 | 0.08 | 0.2 | 0.2 | 0.2 | 0.2 | 0.16 | 0.16 | 0.27 | 0.21 | 0.06 | 1.02 | 0.06 | 0.03 | 0.07 |  |  | 0.16 |  | 0.87 | 0.6 | 0.81 | 0.45 | 0.07 |  | 0.03 | 0.09 |  | 0.08 | [28 empty] | 2.88 | 11.52 | 11.52 | 14.4 | 1.32 | 2.5 | 2 |  |  |  | 2.96 | 2.65 |  |  |  | 3.84 | 2.96 |  |  |  | 1.39 | 1.39 |  |  |  | 2.21 |  |  | 2.65 | [75 empty] | 3.6 | 3.08 | 7.2 | 2.24 | 6.28 | 4.06 | 1.05 | 3.85 | 0.75 | 5.7 | 1.02 | 0.48 | 2.13 |  |  |  | 3.2 | 2.6 | 3.92 | 1.64 | 0.85 | 0.54 | 0.9 | 1.43 | 1.36 | 0.32 | 0.9 | 0.6 | 0.6 | 13.46 |  |  |  | 0.045 | 2.3 | 3.85 |  |  | 0.2 | 29.76 | 6.73 | 7.2 | 0.78 | 0.52 | 0.19 | 1.76 | 6.12 | 3.84 | 0.22 | 0.34 | 0.89 | 0.34 | 2.16 | 9.08 | 0.23 | 1.8 |  | 0.84 | 0.9 | 0.46 |  | 6.48 | 2.82 |  | 0.8 |  | 0.2 | 0.4 |  |  | 1.57 |  | 1.56 | 0.36 | 1.98 | 3.78 | 3.41 | 1.38 |  | 8.82 | 0.14 | 0.22 | 0.18 | 0.03 | 0.05 | 0.98 | 21.23 | 1.4 | 1.52 | 0.3 | 0.29 | 0.1 | 0.12 | [7 empty] | 3.54 | 19.96 | 9.06 | 6.23 | 3.87 | 4.49 | 4.45 |  |  | 1.28 | 0.22 |  |  |  | 4.61 | 1.46 | 0.285 | [25 empty] | 0.37 | 0.38 |  |  |  | 1 | 1 | 0.25 | 0.5 | 0.75 | 0.25 | [18 empty] | 1.72 | 0.48 | [6 empty] | 0.05 | 0.1 |  | 0.22 |  |  |  | 0.11 | [17 empty] | 0.1 | [31 empty] | 0.16 | 0.1 | 0.05 | [32 empty] | 6.24 |  |  | 1.2 | 0.43 | 0.41 | 0.19 |  |  | 0.13 |  | 0.17 | 0.25 | 0.36 | 0.47 | 0.65 | 0.44 | 0.15 | 0.23 | 0.75 | 0.26 | 0.29 | 0.51 | 0.18 | 0.7 | 0.28 | 0.28 | 0.38 | 0.38 | 1.9 | 0.27 | 0.61 | 0.24 | 0.26 | 0.17 | 0.23 | 0.89 | 0.4 | 0.8 | 0.61 | 2.86 | 5.5 | 1.3 | 0.44 | 0.23 | 0.16 | 0.21 | 0.38 | 0.41 | 0.16 |  | 0.2 | 0.47 | 81.05 | 1.4 |  | 3.92 |  | 2.28 |  | 2.14 | 1.78 | 0.99 | 1.1 | 0.71 | [5 empty] | 0.24 |  |  |  | 1.98 | 0.06 | 1.68 | 0.56 | 5.72 | 2.2 | 1.3 | 1.3 |  | 0.2 | 0.44 | 0.14 | 0.42 | 0.18 | 0.39 | 0.44 | 0.16 | 1.72 |  |  |  | 0.24 | 0.6 | 0.8 |  | 0.36 | 0.88 | [5 empty] | 1 | 1.06 | 1.06 | 2.46 | 4.72 | 1.02 | 3.02 | 0.42 | 0.98 | [9 empty] | 1.1 | 2.75 | 2.31 | 3.08 | 3.85 | 5.22 | 0.87 | 2.64 | 1.32 | 1.02 | 4.17 | 3.4 | [31 empty] | 1.38 | 0.12 | 1.74 |  | 0.279 | 0.48 | 0.39 | 0.6 | 0.39 | 0.3 | 0.26 | 0.36 | 1.54 | 2.06 | 0.59 | 0.68 | 0.86 | 0.77 | 0.27 | 0.58 | 1.09 | 0.04 | 1.92 | 0.05 | 0.04 | 1.56 | 0.86 | 1.97 | 0.05 | 0.12 | 0.16 | 0.24 | 0.57 | 0.62 | 0.64 | 0.56 | 0.53212 | 1.5964 | 2.7889 | 1.3944 | 1.0534 | 1.0534 | 1.0534 | 1.2521 |  |  | 0.3936 | 0.53212 | 1.5964 | 0.53212 | 2.7889 | 1.3944 | 1.0534 | 1.0534 | 1.0534 | 1.2521 |  |  | 0.3936 | 0.53212 | 1.0642 | 0.53212 | 1.3867 | 0.98044 | 1.2521 | 2.5042 | 1.2521 | 0.69337 | 3.4594 | 6.9188 |  |  | 0.3936 | 1.5964 | 0.53212 | 1.3384 | 1.8007 | [5 empty] | 2.9117 | 2.5821 | 4.7246 | 1.9609 | 2.5459 | 1.6708 | 2.0908 |  |  |  | 37.41 |  |  |  | 0.96 | 0.96 |  |  |  | 17.69 | 1.65 | 11.4 | 1.72 | 0.75 |  |  | 0.24 | 0.32 | 0.39 | 0.32 |  | 12.56 | 0.86 | 3.56 | 0.29183 |  | 0.27 | 0.4 |  | 3.56 | 0.86 | 0.27 | 0.36 | 2.86 | 2.86 | 2.86 | 0.56 | 1.12 | 0.28 | 0.14 | 0.56 | 0.15 |  |  |  | 1.08 | 0.22 | 0.11 |  |  |  | 6.25 | 123.13 |  | 3.08 | 2.2 | 3.6 | 5.58 | 0.297 | 4.62 | 0.55 | 1.92 | 1.58 |  | 3.08 | 2.75 | 0.44 |  |  |  |  | 7.2 | 4.1 | 1.8 | 2.74 | 1.04 | 0.31 | 0.31 | 0.24 | 0.24 | 0.44 | 0.72 | 0.56 | 0.14 | 0.4 | 0.34 | 0.14 | 0.11 | 2.43 |  | 0.46 | 2.28 | 1.08 | 0.43 | 0.48 | 0.68 | 0.1 | 0.27 | 0.64 | 0.3 | 0.28 | 0.6 | 3.4 | [7 empty] | 17.42 | 0.92 | 3.04 | 22.4 | 1.35 | [7 empty] | 0.36 | 0.4 |  |  |  | 7.03 | 0.42 | 0.42 | 4.99 | 5.05 |  |  |  |  | 8.8 | 2.68 | 0.53 | 1.3 | 0.51 | 1.92 | 8.58 | 5.64 | 1.28 | 3.45 | 1.2 | 0.61 | 3.42 | 2.03 | 0.3 | 0.68 | 1.03 | 0.11 | 1.04 | [14 empty] | 15.54 | 0.9 | 6.63 | [6 empty] | 4.62 | 2.57 | 0.48 | 0.4 | 5.15 | 2.88 | 5.1 | 4.55 | 3.66 | 0.9 | 1.35 | 0.45 | [11 empty] | 3.18 | 4.1 | 3.09 | 1.06 | 1.78 | 1.64 | 0.72 | 18.95 | 7.7 | 15.75 | 2.52 | [11 empty] | 0.85 | 0.28 | 0.52 | 6.45 | 0.71 |  | 2 | 2.71 | [13 empty] | 19.95 | 0.3 | 0.75 |  |  | 15.35 | 0.1 | 231.36 | 10.94 | 2.4 | 0.95 | 7.92 | 2.04 | 0.51 | 0.34 | 0.14 | 0.2 | 0.22 | 0.33 | [8 empty] | 0.4 | 2.53 | 0.89 |  |  |  | 5.07 |  | 0.16 | 0.24 | 0.12 | 0.54 | 0.24 | 2.22 | 1.5 | 3.94 | 4.06 | 0.67 | 0.27 | [7 empty] | 0.02 | [22 empty] | 0.12 | 0.08 |  | 5.16 | 1.29 | 2.5 | 0.42 | 1.38 | 0.76 | 0.34 | 0.18 | 1.08 | 0.19 | 0.13 | 4.56 | 0.39 | 0.11 | 0.09 | 0.42 | 0.12 | 0.04 | 0.01 |  | 0.32 |  |  | 1.99 | 0.62 | 0.69 | 0.15 | 4.22 | [26 empty] | 0.1 | [15 empty] | 0.1 | [9 empty] | 0.52 | 0.05 | 0.11 |  |  | 2.19 | 7.68 | [12 empty] | 3.36 | 1.69 | 0.83 | 2.33 | 0.35 | 1.31 | 0.36 | 0.8 | 0.54 | 1.2 | 2.54 | 1.66 | 3.32 | [8 empty] | 0.06 | 0.16 | 0.08 | 0.06 | 0.08 |  |  |  | 1.66 |  |  |  |  | 0.47 | 2.64 | 5.04 | 1.3 | [6 empty] | 1.76 | 2.44 | 2.14 | 4.32 | 0.82 | [8 empty] | 0.04 |  |  |  | 0.08 | [10 empty] | 0.08 | 0.08 | 0.08 | 0.08 |  |  |  |  | 0.03 | [13 empty] | 0.96 | 0.78 | 0.12 | 21.5 | 0.36 | 0.54 | 0.54 | 2.1674 | 2.1674 | 2.1674 | 2.1674 | 2.1674 | 2.1674 | 2.1674 | 2.1674 |  |  |  |  | 1.323 | 0.684 | 0.946 | 0.368 | 0.128 | 0.4845 | 1.083 | 0.861 | 2.32 | 0.416 | 0.1 | 0.247 | 0.256 | 0.247 | 0.208 | [9 empty] | 1.26 | 11.4691 | 11.4691 | 11.4691 | 11.4691 | 11.4691 | 11.4691 | 11.4691 | 11.4691 | 11.4691 |  |  | 1.891 | 0.3255 | 0.961 | 0.128 | 0.368 | 1.764 | 2.7495 | 0.384 | 3.168 | 2.904 | 1.2915 | 2.7755 | 0.264 | [14 empty] | 0.84 | 46.34 | 0.98 | 0.59 | 0.5415 | 0.33 | 0.33 | 0.676 | 0.676 | 0.4 | 0.729 | 0.2205 | [7 empty] | 2.268 | 2.808 | 1.56 | [13 empty] | 0.99225 | 0.33075 | 0.6615 | 0.33075 | 0.33075 | 0.66 |  |  |  |  | 0.242 |  |  | 0.61 | 0.61 | 0.61 | 0.61 | [5 empty] | 2.928 | 0.2205 | 1.1625 | 0.64 | 0.128 | 0.4805 | 0.2205 | 1.922 | [5 empty] | 0.1215 |  | 2.684 | 2.3575 | [11 empty] | 0.944 |  | 0.036 |  | 0.1785 | 0.1805 | 0.676 | 0.676 | 0.17 | 0.43 | 0.36 | 0.35 |  | 30.14 | 2.78 | 3.042 | 9.28 | [10 empty] | 0.132 |  | 1.558 | 1.24 | 2.7641 |  | 1.595 | 0.8085 | 0.3465 | 0.8085 | 0.288 | 0.0605 |  |  |  | 1.05 | 1 | [7 empty] | 1.31 | 1.71 | 0.96 | 11.7 | 3.3 | 0.6 | 0.6 | 0.96 | 0.16 | 0.2 | 0.2 | 0.16 |  |  |  |  | 0.21 | 0.1 | 0.12 | 0.15 |  |  | 1.44 | 3.08 | 0.52 | 0.24 | [6 empty] | 0.27 | 0.08 | 0.08 | 0.04 | 0.09 | [6 empty] | 0.66 | 0.28 | 1.24 | 0.44 |  |  |  | 3.2 | 0.62 |  |  |  | 7.6 | 1.11 | 0.22 | 0.94 | 0.55 | 0.76 | 1.32 | 0.94 | 1.62 | 1.8 | 1.49 | 0.2 | 0.14 | [13 empty] | 2.99 | 7.5 | 0.0325 | 0.22 | 0.94 | 0.55 | 0.76 | 1.32 | 0.94 | 1.62 | 3.6 | 1.49 | 0.2 | 0.14 | [14 empty] | 1.01 | 1.76 | [5 empty] | 0.96 | 0.22 | 0.44 | 0.11 | 5.85 | 0.78 | 2.36 | 3.48 | 2.1 | 1.32 | 0.44 | 0.55 | 0.58 | 10.8 | 0.6 | 0.2 | 4.88 | [7 empty] | 1.98 |  |  |  | 1.16 | 0.3 | 1.14 | 0.19 |  | 1.92 | 4.4 | 0.24 | 2.2 | 1.76 |  | 2.24 | 3.08 | 1.01 |  | 1.08
CIEQC1A01B01C01 | Concrete Pouring - Construction only; Equipment Foundation & Footing |  | m3 | [7 empty] | 6.26 | 6.26 | 6.74 | 6.74 | 6.74 | 4.52 | 4.52 |  | 9.74 |  | 7.22 |  |  | 8.95 | 8.95 | 8.95 | 4.54 | 36.52 | 3.03 | 3.03 | 0.52 | 3.78 | 0.68 | 2.56 | 0.77 |  | 3.51 |  |  |  |  | 3.09 |  |  | 20.24 | 5.06 |  | 6.4 | 2.76 | 1.38 | 1.38 | 12.48 | 15.87 |  | 3.09 | 3.97 | 3.97 | 6.23 | 12.27 | 12.27 | 2.3 | 2.3 | 2.3 | 88.84 | 88.84 | 88.84 | 5.22 | 2.3 | 2.3 | 2.3 | 63.04 | 23.04 | 0.21 | 4.06 | 5.8 | 0.15 | 0.06 | 0.3 |  | 3.36 | 1 | 0.04 | 0.15 | 0.42 | 0.14 | 0.19 | 0.01 | 2.85 | 0.36 | [8 empty] | 1.8 |  | 10.2 | [6 empty] | 25.28 | 1.89 | 1.98 | 1.41 | 2.41 | 4.66 | 1.44 | 2.73 | 34.4 | 4.8 | 27.52 | 6.88 | 13.76 | 36 | 22.75 |  | 60 | 24 | 0.86 | 0.18 | 20.64 | 20.64 | 5.63 | 5.63 | 20.26 | 31.25 | 30.39 | 10.13 | 18 |  | 18 | 9 | 12.5 | 19.13 |  | 17.5 |  | 34.4 | 13.76 | 18 | 6.88 | 6.88 | 13.76 | 5.63 | 10.13 | 21.25 |  | 7.5 | 7.5 | 8.25 | 16 |  | 9.75 | 27 |  | 45 | 11.7 | 11.7 | 15.75 |  | 13.76 | 16.5 | 24 |  | 7.56 | 24 |  | 18 | 11.38 | 10.13 | 25 | 17.5 |  | 15 | 15 | 5 | 6.25 | 2.4 | 2.4 | 20 |  |  | 5.6 | 3.2 | 8 | 3.2 | 5.6 | 2.8 | 2.8 | 9 | [8 empty] | 16.32 |  |  |  | 12.72 | 10.8 | 12.72 | 281.04 |  | 9.6 |  | 45.87 |  | 119.34 | 13.62 |  |  | 23.4 |  | 3.54 |  | 8.04 |  | 3.72 | 3.72 | [7 empty] | 3.5 | 4.11 | 57.6 | 0.21 | 0.54 | 0.27 | 0.66 | 2.76 | [12 empty] | 3.5 | 4.11 | 57.6 | 0.21 | 0.54 | 0.27 | 0.66 | 2.76 | [8 empty] | 3.5 | 4.11 | 57.6 | 0.21 | 0.54 | 0.27 | 0.66 | 2.76 |  | 36.27 | 5.24 | 4.06 | 16.18 | 45.64 | 13.25 | 1.65 |  | 3.6 | 0.45 | 0.18 | 2.34 | 7.02 | 1.72 | 0.98 | 1.64 | 252.84 | 0.82 | 0.48 | 0.48 | 0.48 | 0.48 |  |  |  |  | 5.92 | 4.08 | 54.84 | 1.1 |  | 104.4 |  | 22.32 | [6 empty] | 11.1 | 1.07 | 1.07 | 0.04 | 0.09 | 0.02 | 0.04 |  |  | 0.28 | 0.72 | 0.88 | 4.67 |  | 16.89 |  | 46.84 | 1.72 | 0.46 | 1.73 | 0.46 | 2.1 | 0.46 | 2.1 | 0.46 | [47 empty] | 6 | 12.15 |  | 5.22 |  | 11.12 |  |  |  | 8.5 | 8.5 | 7.2 | 10 | 1.64 | 14 | 0.69 | 0.69 | 1.98 | 1.98 | 1.98 | 1.98 | 1.55 | 1.55 |  |  | 0.21 |  |  | 0.11 | [43 empty] | 19.14 | 79.2 | 79.2 | 99 | 8.77 | 3.5 | 13.45 |  |  |  | 20.2 | 17.95 |  |  |  | 26.33 | 20.2 |  |  |  | 9.13 | 9.13 |  |  |  | 14.9 |  |  | 17.95 | [75 empty] | 13.8 | 12.6 | 28 | 7.2 | 54.82 | 25 | 6.25 | 18 | 3.5 | 40.38 | 3.39 | 4.5 | 13.49 |  |  |  | 10.4 | 8.2 | 13.2 | 10 | 5 | 3 |  |  |  | 0.86 | [7 empty] | 0.51696 |  |  |  |  | 2.4233 |  | 94.35 | 32 | 3.4 | 1.64 | 0.58 | 5.44 | 23.63 | 15.12 | 0.79 | 1.31 | 3.68 | 1.22 | 12 | 60.5 | 0.48 | 9.59 |  | 2.96 | 2.46 | 1.16 |  | 34.56 | 11.26 |  | 3.19 |  | 0.6 | 1.2 |  |  | 7.32 |  | 5.12 | 1.4 | 5.04 | 8.82 | 8.99 | 8 |  | 129.26 | 2.12 |  |  |  |  | 13.22 | 84.91 | 9.1 | 10.58 | 1.99 | 1.94 | 0.5 | 0.22 |  | 62.66 | 22.8 | 6.38 |  |  |  | 36.36 | 125.66 | [7 empty] | 13.01 | 1.23 |  |  |  | 26.4 | 22.16 | 3.7244 | 0.9 | 0.9 | 0.76 | 0.76 | 0.76 | 0.76 | 0.76 | 0.76 | 0.83 | 0.83 | 0.83 | 0.83 | 0.87 | 0.87 | [11 empty] | 2.46 | 2.56 |  |  |  | 6.32 | 6.32 | 1.58 | 3.16 | 4.74 | 1.58 | [18 empty] | 9.62 | 4.33 | [6 empty] | 0.19 | 0.38 |  | 1.08 |  | 8.1634 |  | 0.63 | [17 empty] | 0.38 | [31 empty] | 1.02 | 0.58 | 0.13 | [32 empty] | 45.6 |  |  | 5.2 | 1.94 | 1.8 | 0.78 |  |  | 0.59 |  | 0.79 |  | 6.88 | 9.21 | 12.87 | 1.8 | 0.51 | 1.08 | 5.37 | 2.85 | 2.05 | 3 | 2 | 3 | 1.2 | 1.2 | 1.8 | 1.8 | 9 | 0.89 | 2.88 | 1.69 | 1.2 | 1.39 | 1.84 | 5.31 | 0.86 | 1.72 | 2.8 | 19 | 25 | 6 | 2.63 | 1.08 | 0.9 | 1.2 | 3.83 | 4.56 | 1.08 |  | 1.4 | 0.8 | 847.44 | 6.48 |  | 19.3 |  | 13.66 |  | 18.32 | 15.25 | 5.8 | 5.23 | 3.36 | 16.975 | 0.625 | 0.2 | 0.915 | 0.5 | 0.24 |  |  |  | 11.36 | 0.14 | 5.4 | 1.8 | 38 | 11.24 | 6.76 | 6.76 |  | 1.4 | 0.75 | 0.99 | 2.49 | 0.9 | 3.84 | 4.56 | 1.08 | 7.76 | 0.08 | 0.06 |  | 1.66 | 6.08 | 8.5 |  | 2.57 | 2.72 | 0.08 | 0.06 |  |  |  | 10.4 | 4.8 | 4.8 | 26.74 | 46.48 | 6 | 21.96 | 4.48 | 9.66 | 5.4 | 7.92 | 9.24 | 6.6 |  |  | 0.12 | 0.39 |  | 5.62 | 14.05 | 16.2 | 21.6 | 27 | 43.02 | 7.17 | 19.2 | 12.8 | 6.66 | 27.47 | 20.39 | 5.06 | 16.7 | 8.93 | 17.88 | 1.82 | 14.1 | 4.6 | 4.6 | 4.6 | 15 | 11.13 | 28.98 | 3.31 | 8.43 | 8.18 | 4.55 | 3.64 | 3.64 | 4.4 | 16.04 | 8.88 | 1.93 | 2.15 | 1.04 | 1.26 | 3.78 | 12.73 | 1.37 | 5.72 | 3.38 |  | 6.4 | 0.6 | 7.38 |  | 5.2033 | 2.72 | 2.25 | 18.55 | 12.39 | 7.95 | 8.26 | 1.6 | 10.8 | 14.7 | 11.83 | 13.72 | 6.09 | 5.4 | 0.85 | 2.5 | 7.78 | 0.97 | 13.5 | 1.15 | 0.88 | 11.4 | 6.09 | 14.52 | 1.39 | 4.16 | 0.56 | 0.96 | 4.05 | 7.02 | 3.6 | 5.62 | 5.3029 | 7.875 | 17.28 | 8.64 | 6.675 | 7.02 | 7.02 | 8.865 |  |  | 0.68685 | 2.85 | 7.65 | 2.55 | 19.308 | 8.94 | 6.705 | 7.02 | 7.02 | 8.865 |  |  | 0.68685 | 2.997 | 5.31 | 2.655 | 6.51 | 6.75 | 7.47 | 16.29 | 8.865 | 4.75 | 20.34 | 41.28 |  |  | 0.68685 | 7.875 | 2.625 | 7 | 8.464 | [5 empty] | 25.375 | 15.95 | 29 | 15.6 | 15.75 | 10.4 | 15.96 |  |  |  | 908.12 | 42.52 | 32.76 | 19.66 | 5.08 | 5.08 |  |  |  | 133.14 | 14.07 | 103.68 | 7.76 | 3.52 |  |  | 1.12 | 1.8 | 2.7 | 2.34 |  | 111.22 | 4.36 | 18.92 | 1.5482 | 16 | 2.31 | 3.04 |  | 18.92 | 4.36 | 2.31 | 2.76 | 19 | 19 | 19 | 1.8 | 3.6 | 2.26 | 0.95 | 1.8 | 1.25 |  |  |  | 4.88 | 0.6 | 0.3 | 1.71 |  |  | 24.11 |  | 252 | 19.8 | 15 | 24 | 32.55 | 14.7909 | 29.7 | 3.75 | 14.01 | 11.29 |  | 19.8 | 15.65 | 1.8 |  |  |  |  | 81.9 | 31.6 | 10.95 | 31.1 | 5.28 | 1.59 | 1.59 | 1.18 | 1.18 | 3.85 | 25.53 | 3.81 | 0.79 | 2.36 | 2 | 0.79 | 0.59 | 15.3 | 2.34 | 3.96 | 20 | 7.2 | 3.64 | 2.34 | 4.9 | 1.39 | 3.27 | 13.18 | 9.58 | 3.78 |  |  | 3.08 | 9.24 | 5.4 | 3.96 |  |  |  | 109.5 | 5.28 |  | 234 | 17.5 | 51.68 |  | 16.38 |  | 3.4 |  |  | 11.46 | 11.64 |  | 16.91 | 0.32 | [9 empty] | 39.16 | 11.94 | 3.6 | 9.6 | 5.85 | 12.8 |  |  | 3.44 | 14.43 | 2.88 | 2.1 | 27.88 | 15 | 0.72 | 2.26 | 3.68 | 0.2 | 2.72 |  | 7.24 | [10 empty] | 32.46 | 0.96 | [9 empty] | 11.76 | 6.53 | 1.23 | 2.8 | 36.75 | 21 | 39.6 | 26.46 | 33.76 | 4.06 | 6.09 | 2.03 | [6 empty] | 2.49 |  | 2.49 | 0.4 |  | 18 | 28.9 | 23.88 | 6 | 10.5 | 9.62 | 2.8 | 144.36 | 38.52 | 80 | 14 | 6.86 | 21.6 | 24.3 | 16.66 | 20.46 | 2.1 | [5 empty] | 4 | 0.9 | 1.64 | 39.71 | 4.05 | 13.61 | 3.58 | 9.56 | [8 empty] | 0.72 | 0.42 | 0.44 | [7 empty] | 109.18 | 0.63 |  |  | 10.4 | 7.29 | 47.76 | 11.28 |  | 4.3 | 1.56 | 0.6 | 0.6 | 1.62 | 10.69 | 3.52 | [9 empty] | 0.84 |  |  | 12.89 |  | 2.08 | 2.84 | 1.94 | 7.56 | 3.2 |  |  | 35.22 | 25.5 | 5.6 | 1.22 |  |  | 26.91 | 0.24 | 0.24 | 0.17 | 0.12 | 0.05 | 0.01 | [7 empty] | 0.02 |  | 1.25 | 1.25 | 0.25 | 1 | 0.88 | 0.92 |  | 2.72 | 1.16 | 0.34 | 0.29 | 0.34 | 0.68 | 0.43 | 0.5 | 48 | 12 | 23.2 | 2.28 |  | 11.2 | 4.86 | 2.04 | 6 | 1.05 | 0.68 | 46.83 | 3.18 | 0.82 | 0.69 | 1.47 | 0.3 | 0.16 | 0.04 |  |  |  |  | 20 | 4.18 | 3 | 0.64 | 31.64 |  |  |  | 3.116 |  | 9.65 | 5.19 | 2 | 0.5 | 1.5 | 4 | 1.75 | 1.76 | 2.03 | 1.75 |  | 2.72 | 0.15 | 0.5 | 0.34 | 2.04 | 0.18 | 0.2 | 0.18 | 0.61 | 0.41 | 0.72 |  |  |  |  | 8.77 | 0.5 | 0.5 | 1 |  | 0.3 | 1.76 | 0.44 | 0.25 | 2.38 | 0.54 | 0.72 | 1 | 0.3 | 2.25 | 2 | 0.5 | 0.88 |  | 3.06 | 0.63 | 2.98 | 0.15 | 0.22 | 1.26 |  | 10.32 | 18.48 | [12 empty] | 13.95 | 10.5 | 5 | 14.43 | 1.22 | 8.09 | 1.2 | 4.8 | 1.8 | 7.04 | 19.2 | 14 | 28 |  |  |  |  | 3.3 | 1.94 | 1.76 | 1.78 | 0.12404 | 0.335 | 0.1675 | 0.1235 | 0.1675 | 0.43 | 0.59 | 0.78 | 10.17 | 0.63 |  |  |  | 2.65 | 8.64 |  |  |  | 19.3 |  |  |  |  | 9.04 | 14.52 | 12.72 | 26.52 | 4.8 | 1.82 | 2.1 | 0.87 | 0.31 | 0.72 |  |  |  | 0.05 |  |  |  | 0.1 |  |  |  | 1.4 | 1.85 | 2.06 | 1.98 | 0.84 | 1.66 | 2.8 | 0.16804 | 0.1666 | 0.16732 | 0.16804 |  |  |  |  | 0.03 |  |  |  |  | 0.86 | 1.3 | 1.58 | 0.79 | 0.79 | 0.52 |  |  |  | 4.8 | 3.65 | 0.7 |  | 6.32 | 1.0603 | 1.0603 | 23.8943 | 23.8943 | 23.8943 | 23.8943 | 23.8943 | 23.8943 | 23.8943 | 23.8943 | 2.0498 | 2.0498 | 3.2011 | 3.2011 | 12.239 | 7.668 | 10.71 | 2.3625 | 0.7875 | 3.6 | 10.5857 | 8 | 14.7 | 2.625 | 0.567 | 1.575 | 1.575 | 1.575 | 1.3125 | [8 empty] | 8.6462 | 6.7 | 134.9162 | 134.9162 | 134.9162 | 134.9162 | 134.9162 | 134.9162 | 134.9162 | 134.9162 | 134.9162 | 7.4808 | 7.4808 | 18 | 2.4 | 10.8 | 0.7875 | 2.3625 | 16.946 | 40.1363 | 3.54 | 25.92 | 23.76 | 10.8 | 43.2 | 2.16 | 1.44 | 0.8 | 0.48 | 0.48 | 2.3398 | [8 empty] | 15.5287 | 4.52 | 384.48 | 2.8866 | 0.87802 | 3.888 | 0.42529 | 0.42529 | 5 | 5 | 0.67858 | 5 | 2.8 | 5.8406 | 3.4938 | 5.0654 | 4.3622 | 4.5934 | 1.4778 | 0.9 | 19.6 | 16.875 | 9.375 |  | 6.116 | [11 empty] | 6 | 2 | 4 | 2 | 2 | 22.87 |  |  |  |  | 1.2 |  |  | 0.95691 | 0.95691 | 0.95691 | 0.95691 | 4.576 | 5.334 | 3.5104 | 5.0336 | 4.5664 | 39.9 | 1.6 | 13.32 | 5.625 | 1.125 | 4.5 | 2 | 21.6 | [5 empty] | 0.48 | 7.8976 | 25.41 | 22.33 | 10.8 | 5.4972 | [9 empty] | 5.265 |  | 0.3 |  | 0.9 | 1.134 | 5.625 | 5.625 | 0.72 | 7.63 | 6.34 | 5 |  | 400.95 | 41.922 | 60.648 | 151.164 | 12.7958 | 15.8625 | 6.8033 | 9.0416 | [5 empty] | 32.0707 | 0.6 |  | 12.96 | 4.8255 | 20.672 | 11.6352 | 8.4 | 4.2 | 1.8 | 4.2 | 1.575 | 0.35 | [9 empty] | 5.64 | [5 empty] | 84.4 | 22.5 | 3.24 | 3.24 | 3.78 | 0.63 | 0.8 | 0.83 | 0.63 |  |  |  |  | 0.87 | 0.47 | 1.81 | 0.34 |  |  | 8 | 27 | 2.7 | 0.74 |  | 0.91 | 0.55 |  |  | 0.91 | 0.36 | 0.08 | 0.08 | 0.04 | 0.12 | 0.4 |  |  |  | 2.3 |  | 2.7 | 1.2 | 10.6 | 3.86 | 4.95 |  |  | 22.8 | 2.88 | 4.95 |  |  |  |  | 0.68 | 5.45 | 2.5 | 3.49 | 9.33 | 4.37 | 7.48 | 20.23 | 9 | 0.5 | 0.33 | [10 empty] | 13.97 |  |  |  |  | 1.2493 | 0.68 | 5.45 | 2.5 | 3.49 | 9.33 | 4.37 | 7.48 | 67.44 | 9 | 0.5 | 0.33 | [10 empty] | 13.97 | [6 empty] | 19.69 |  |  |  | 3.6 | 0.5 | 1.1 | 0.25 | 57.14 | 3.15 | 10.24 | 12.28 | 6.6 | 7.18 | 1.2 | 1.88 | 2 | 48 | 1.72 | 0.28 |  |  |  |  | 2.9 | 9 | 34.8 | 5.4 | 6.84 |  |  |  | 4.92 | 0.84 | 3.48 | 0.58 |  | 21.6 | 13.6 | 0.75 | 6.8 | 5.44 |  | 12.42 | 9.52 |  | 5.8 | 4.2
CIEQC1A02B01C01 | Concrete Pouring - Construction only; Pedestal |  | m3 | [7 empty] | 11.35 | 11.35 | 12.32 | 12.32 | 12.32 | 6.4 | 6.4 | [6 empty] | 24.4 | 24.4 | 24.4 | 7.75 |  |  |  | 1.76 | [13 empty] | 3.2 | 0.8 | 25.85 | 2.4 | [7 empty] | 4.57 | 4.57 |  |  |  | 2.37 | 2.37 | 2.37 |  |  |  | 0.04 | [39 empty] | 18.56 | 1.48 | 1.56 | 0.98 | 2.04 | 4.23 |  |  | 9.3 | 0.93 | 10.2 | 2.55 | 2.62 | 10.2 | 2.55 | 2.62 | 12.7 | 5.08 | 1.42 | 0.07 | 7.65 | 7.65 | 2.01 | 1.85 | 5.24 | 16.4 | 8.52 | 2.84 | 4.35 | 2.84 | 5.52 | 2.97 | 3.06 | 3.05 | 2.97 | 3.48 | 2.34 | 10.9 | 4.68 | 3.7 | 1.46 | 1.46 | 4.02 | 2.56 | 3.34 | 2.84 | 1.42 | 1.68 | 1.68 | 3.25 | 3.34 | 2.56 | 3.25 | 3.2 | 3.11 | 4.96 | 3.72 | 3.5 | 5.01 | 0.84 | 4.82 | 2.59 | 2.48 | 1.24 | 2.28 | 2.48 | 1.71 | 7.34 | 2.41 | 1.9 | 5.84 | 2.04 | 1.99 | 3.2 | 2.04 | 1.78 | 2.69 | 3.25 | 2.13 | 2.12 | 2.06 | 1.03 | 1.7 | 1.22 | 2.91 | 1.37 | 2.8 | 1.44 | 1.44 | 2.55 | 22.41 |  |  |  | 41.01 | 41.01 | 41.01 | 41.01 | 2.37 | 27.89 | [7 empty] | 5.4 |  | 39.75 |  |  | 7.05 |  |  |  |  | 0.09 |  | 0.78 | [10 empty] | 0.03 | [19 empty] | 0.03 | [15 empty] | 0.03 | [13 empty] | 14.75 |  |  | 3.36 |  |  |  |  | 2.38 | 2.38 | 2.38 | 2.38 | [10 empty] | 2.04 | 0.66 | [23 empty] | 0.58 | 0.58 | 0.58 | 2.32 | [56 empty] | 4.38 | 27 |  | 11.61 |  | 24.71 |  |  |  | 8 | 8.5 | 4.26 | 7.5 |  | 21.96 | [10 empty] | 0.19 |  |  | 0.29 | [147 empty] | 10.4 | 5.44 | 16.64 | 22.08 | 5.82 | 6.92 | 1.86 | 15.55 | 3.11 | 20.46 | 9.69 | 2.04 |  |  |  |  | 5.1 | 5.1 | 4.08 | 1.9 | 3.81 | 3.81 | 19.02 | 39.63 | 28.74 | 1.98 | 19.02 | 12.68 | 12.68 | 28.08 |  |  |  |  | 58 | 96.84 |  |  |  | 80.21 |  | 22.2 | 4.44 | 0.46 |  | 4.08 | 14.45 | 6.8 | 0.43 | 0.85 | 1.7 | 0.86 | 9.66 |  | 0.54 |  |  | 1.55 | 1.56 | 1.56 | [6 empty] | 0.26 | 0.52 |  |  |  |  | 5.56 | 2.78 | 3.42 | 7.98 | 5.89 | 3.94 | [9 empty] | 12.95 | 14.78 | 3.69 | 5.64 | 0.36 | [9 empty] | 315.96 | 15.96 | 13.23 | 10.42 | 11.22 | 11.18 |  |  | 1.66 | [7 empty] | 2.28 | 2.28 | 0.73 | 0.73 | 0.73 | 0.73 | 0.73 | 0.73 | 2.05 | 2.05 | 2.05 | 2.05 | 1.83 | 1.83 | 0.53 | 0.53 | 0.53 | 0.53 | 0.19 | 1.29 | 1.29 | 0.56 | 0.56 | 0.35 | 0.35 | 0.58 | 0.58 |  |  |  | 3.04 | 1.2 | 0.68 | 1.22 | 2.46 | 0.97 | [26 empty] | 0.13 | 0.22 |  | 0.23 |  |  |  | 0.34 | [17 empty] | 0.36 | [31 empty] | 0.23 | 0.23 | 0.05 | [32 empty] | 8.96 | 12.96 | 11.52 | 4.6 | 1.05 | 0.61 | 0.41 | 0.97 | [16 empty] | 1.3 | 0.68 | 0.48 | 0.56 | 0.56 | 3.6 | [7 empty] | 1.08 | 1.44 | 2.09 | 3.96 | 12.8 | 2.56 | [9 empty] | 0.33 | 1560.06 | 7.08 |  | 14.16 |  | 19.16 |  | 5.06 | 4.5 | 2.76 |  |  | 14.6 | 0.975 |  | 5.02 | 0.695 | 0.18 | 0.2 | 0.7 | 0.9 | 0.58 |  | 2.16 | 0.72 | 7.92 | 4.16 | 2.08 | 2.06 |  |  | 0.33 | [6 empty] | 2.8 | [8 empty] | 1.4 | [6 empty] | 3.26 | 4.3 | 2.62 | 5.5 | 8.33 | 16.46 | [10 empty] | 0.02 | 1.78 | 17.85 | 2.52 | 19 | 17.6 | 47.76 | 3.49 | 1.68 | 5.84 | 7.08 | [33 empty] | 2.74 |  | 4.26 | [8 empty] | 1.37 | 7.78 | 7.78 |  |  | 3.89 | 3.89 | 3.57 | 1.54 | 2.24 |  | 4.48 |  |  | 2.77 | 2.77 | 2.77 | [8 empty] | 0.6264 | 2.16 | 4.032 | 2.744 | 1.995 | 2.52 | 2.52 | 2.52 |  | 0.025 | 0.33413 | 0.72 | 2.16 | 0.7 | 3.96 | 1.96 | 1.995 | 2.52 | 2.52 | 2.52 |  | 0.025 | 0.33413 | 1.44 | 1.44 | 0.7 | 1.4 | 1.7325 | 1.995 | 4.9 | 2.45 | 2.592 | 2.052 | 4.104 |  | 0.82681 | 0.33413 | 4.32 | 1.44 | 2.736 | 3.672 |  |  |  |  | 0.12025 | 14.976 | 15.36 | 23.04 | 2.944 | 3.136 | 3.136 | 3.008 |  |  |  | 3647.46 |  |  |  | 2.24 | 3.8 | 3.6 |  |  | 217.37 | 2.88 | 7.72 | 3.32 | 2.98 | 1.49 | [6 empty] | 297.1 | 2.52 | 5.04 | 0.34 |  |  |  |  | 5.04 | 2.52 |  |  | 4 | 3.22 | 2.88 | 0.72 | 1.44 |  |  | 0.56 |  |  |  |  | 4.46 | 0.26 | 0.17 |  | 0.9 | 0.36 |  | 52.88 |  | 7.28 | 5 | 12.5 |  |  | 10.92 | 1.25 | 2.5 | 2.5 |  | 5.08 | 6.5 | 2.7 |  |  |  |  | 9.15 | 4.9 | 2.45 | 2.27 | 1.84 | 1.19 | 1.48 | 0.38 | 0.46 | 0.69 |  | 0.57 | 0.36 | 0.79 | 1 | 0.39 | 0.7 | 2.46 |  | 1.49 | 5.96 | 1.47 | 1.18 | 0.92 | 0.43 | [7 empty] | 1.82 | 2.52 |  | 3.06 |  |  |  | 111.06 | 9.08 |  | 100.4 | 26.1 | 23.56 | 3.99 | 6.5 | 1.89 | 1.6 | 0.32 | 0.84 | [14 empty] | 54.48 | 7.89 | 1.19 | 2.37 | 0.82 | 4.88 | 52.92 | 49.65 | 2.76 | 4.68 | 5.52 | 1.6 | 3.31 | 3.41 | 1.96 | 2.18 | 3.85 | 0.12 | 1.4 | 1.9 |  | 4.48 | 3.35 | 0.82 | 0.58 | 1.61 | 2.6 | 0.5 | 1.5 | 0.08 | [12 empty] | 10.08 | 5.6 | 0.53 |  | 8.85 | 13 | 8.65 | 12.88 | 17.48 | 12.14 | 5.73 | 6.27 |  | 0.12 | 0.54 | 0.08 | [7 empty] | 29.22 | 31.5 | 4.68 | 3.28 | 3.28 | 3.28 | 1.42 | 259.85 | 87.95 | 135 | 13.16 | [11 empty] | 3.4 | 0.79 | 0.78 | 59.56 | 1 |  | 0.18 | 14.03 |  | 0.4 | 0.88 | 0.26 |  | 1.6 | 0.64 |  | 0.06 | 0.1 | 0.08 | [7 empty] | 42.65 |  | 326.8 | 43.86 | 4.24 | 0.63 | 4.08 | 2.04 | 5.03 |  |  | 0.17 | 0.16 |  | 0.43 | 0.24 | 0.9 |  | 0.42 | 0.48 | 0.24 | 0.9 | [6 empty] | 11.05 | [6 empty] | 62.28 | 36.4 | 1.71 | 1.98 | 0.43 | 0.6 | [18 empty] | 0.3 | 0.3 | 0.09 | 0.28 | 0.04 | 0.2 |  | 1.68 | 0.52 | 0.16 | 0.1 | 0.21 |  |  |  | 5.72 | 1.43 | 1.14 | 1.42 | 33.06 |  |  |  | 1.32 | 0.31 | 0.31 | [9 empty] | 2.08 |  |  | 6.78 | 4.04 | 2.88 | 0.41 | 18.27 | [5 empty] | 13.7 | 4.52 | 0.48 | 0.14 | 0.42 | 1.28 | 0.56 | 0.08 | 0.91 | 0.56 |  | 1.84 | 0.15 | 0.06 | 0.22 | 0.84 | 0.23 | 0.23 | 0.23 | [7 empty] | 12.45 | 0.12 | 0.18 | 0.32 | 0.07 | 0.28 | 0.08 | 0.02 | 0.08 | 1.68 | 0.72 |  | 0.24 | 0.12 | 0.63 | 0.8 | 0.14 | 0.04 |  | 2.16 | 0.72 | 0.56 | 0.26 | 0.16 |  |  | 1.47 | 7.44 | [12 empty] | 8.28 | 2.06 | 2.06 | 5.15 | 1.27 | 2.06 | 1.13 | 2.06 | 2.26 | 3.09 | 1.96 | 3.14 | 7.44 | 5.76 | 0.2 | 0.49 | 0.36 | 1.32 | 2.82 | 1.9 | 2.58 | 0.06 | 0.12 | 0.08 | 0.05 | 0.06 |  |  |  | 4.86 |  |  | 10.92 |  | 0.76 | 3.52 | 162.84 | 40.56 |  | 35.4 |  |  |  |  | 4.72 | 6.82 | 6.92 | 9.4 | 2.38 | 0.11 | 0.4 | 0.24 | 0.1 | 0.12 | 0.06 | 0.92 | 13.72 | 0.13 | 0.04 | 0.04 |  | 0.2 | 0.14 | 0.36 | 0.46 | 2.12 | 5.53 | 4.6 | 5 | 1.84 | 3.76 | 3.76 | 0.05 | 0.1 | 0.08 | 0.08 | 0.36 | 0.16 | 0.06 | 0.02 | 0.04 | 0.28 | 0.04 | 0.02 | 0.2 | 1.9 | 0.88 | 0.9 | 0.54 | 0.97 | 0.39 |  |  |  | 5.44 | 2.15 | 0.5 | 37.73 |  | 10.03 | 10.03 | 13.2183 | 13.2183 | 13.2183 | 13.2183 | 13.2183 | 13.2183 | 13.2183 | 13.2183 |  |  |  |  | 4.1328 | 0.972 | 1.3284 | 0.635 | 0.3175 | 0.8118 | 2.4 | 1.32 | 3.9285 | 1.6096 | 1.2168 | 0.63692 | 0.3645 | 0.63692 | 0.39285 | [8 empty] | 10.401 | 19.64 | 50.9645 | 46.0165 | 41.0685 | 41.0685 | 41.0685 | 41.0685 | 41.0685 | 41.0685 | 41.0685 |  |  | 2.07 | 0.5425 | 1.6647 | 0.58 | 1.16 | 7.6272 | 2.2022 | 2.0147 | 3.1488 | 2.8864 | 3.18 | 4.8675 | 0.2624 | 1.0692 | [12 empty] | 26.5559 | 23.28 | 377.54 | 18.57 | 11.14 | 1.458 | 7.81 | 7.81 | 2.72 | 2.72 | 11.89 | 2.7 | 1.6406 | [7 empty] | 1.2 | 3.24 | 1.8 |  | 9.9715 | [11 empty] | 1.3176 | 0.6192 | 0.8784 | 0.7992 | 0.8892 | [5 empty] | 0.96 |  | 0.054 | 13.66 | 13.49 | 13.49 | 13.49 | [5 empty] | 6.804 | 0.9 | 3.91 | 2.7 | 0.735 | 0.54 | 0.735 | 4.508 | [5 empty] | 0.18188 | 7.5905 | 2.4108 | 2.4108 | [11 empty] | 1.675 | 13.928 | 0.175 |  | 0.72 | 0.4925 | 0.935 | 1.185 | 1.312 |  |  |  |  | 43.6562 | 3.6562 | 15.2 | 8.9856 | [9 empty] | 49.7705 | 0.2856 |  | 5.7888 | 34.31 | 16.9222 |  | 6.85 | 4.795 | 1.83 | 4.27 | 0.8591 | 0.41443 |  | 1.4775 | [10 empty] | 8.89 | 10.17 | 7.61 | 4.3 | 2.58 | 0.68 | 0.52 | 1.74 | 0.3 | 0.6 | 0.48 | 0.29 |  |  |  |  | 0.74 | 0.34 |  | 0.22 |  |  | 1.68 | 10.76 | 0.88 | 0.31 |  | 1.6 | 0.64 |  |  | 1.6 | 0.15 | 0.12 | 0.1 | 0.08 | [5 empty] | 1.15 |  | 0.99 | 0.66 | 10.64 | 2.66 |  |  |  | 4.88 | 0.61 |  |  |  | 44.23 | 13.82 | 0.63 | 2.22 | 0.65 | 2.15 | 3.13 | 2.15 | 2.4 | 9.46 | 4.2 | 0.57 | 0.23 | [10 empty] | 20.58 |  |  | 27.77 | 44.37 |  | 0.63 | 2.22 | 0.65 | 2.15 | 3.13 | 2.15 | 2.4 | 18.92 | 4.2 | 0.57 | 0.23 | [10 empty] | 20.58 |  |  |  | 8.52 | 11.32 | [5 empty] | 2.88 | 1.14 | 1.42 | 0.22 | 0.19 | 0.86 | 1.72 | 11 | 3.6 | 2.7 | 0.88 | 1.35 | 12.72 | 80.4 | 10.72 | 0.24 | 112.42 |  |  |  | 0.2 | 1.6 | 1.45 | 5.04 | 87.63 |  |  |  | 1 | 1.5 | 5.52 | 1.84 |  | 2.55 | 8.4 | 4.89 | 4.2 | 3.36 |  | 3.58 | 5.88 | 8.52 | 0.4 | 2.37
CIEQC1A04B01C01 | Concrete Pouring - Construction only; Wall |  | m3 | [1050 empty] | 0.6678 | [11 empty] | 0.6678 | [13 empty] | 0.6678 | [248 empty] | 2.4 | [624 empty] | 35.7
CIEQC1A05B01C01 | Concrete Pouring - Construction only; Slab w/ Beam & Girder |  | m3 | [1148 empty] | 1360.4 | [546 empty] | 9.735
CIEQC1A06B01C01 | Concrete Pouring - Construction only; Mass Foundation (Larger than 200m3 for only Foundation & Footing) |  | m3 | [1148 empty] | 3247.5
CIEQC1A07B01C01 | Concrete Pouring - Construction only; Manhole & Catch Basin |  | m3 | [204 empty] | 81.66 | [38 empty] | 127.8 |  | 127.8 | [951 empty] | 8.85 | [26 empty] | 9.56 | 10.88 | [40 empty] | 9.63 | [74 empty] | 2.95 | [25 empty] | 6.28
CIEQC1A08B01C01 | Concrete Pouring - Construction only; Ditch & Canal |  | m3 | [1198 empty] | 26.66 | [9 empty] | 10.88 | [17 empty] | 57.55 | 100.7 | [39 empty] | 66.29 | [74 empty] | 3.41 | [25 empty] | 22.97 | 7.62 | [451 empty] | 31.82 | 29.84
CIEQC1A10B01C01 | Concrete Pouring - Construction only; Lean Concrete |  | m3 | [7 empty] | 0.88 | 0.88 | 0.95 | 0.95 | 0.95 | 0.66 | 0.66 | [6 empty] | 1.25 | 1.25 | 1.25 | 0.65 | 0.24 | 0.18 | 0.18 |  |  | 0.08 | 0.32 | 0.14 |  | 0.63 | [7 empty] | 3.6 | 0.9 | 10.45 | 0.96 | 0.64 | [6 empty] | 0.64 | 0.64 | 0.44 | 0.6 | 0.6 | 0.34 | 0.34 | 0.34 | 10.12 | 10.12 | 10.12 | 0.36 | 0.12 | 0.12 | 0.12 | 7.24 | 2.72 | [15 empty] | 0.6 | [11 empty] | 1.81 | [12 empty] | 0.3 | 0.63 | 3.85 | 0.54 | 3.08 | 0.77 | 1.54 | 3.96 | 2.41 |  | 6.7 | 2.68 | 0.2 | 0.05 | 2.31 | 2.31 | 0.63 | 0.63 | 2.2 | 3.5 | 3.3 | 1.1 | 1.93 |  | 1.98 | 0.99 | 1.4 | 2.04 |  | 1.87 |  | 3.85 | 1.54 | 1.98 | 0.77 | 0.77 | 1.54 | 0.63 | 1.1 | 2.26 |  | 3.51 | 3.51 | 0.91 | 1.72 |  | 1.07 | 2.39 |  | 4.78 | 1.07 | 1.07 | 1.42 |  | 1.54 | 1.77 | 2.54 |  | 1.07 | 2.54 |  | 1.98 | 1.24 | 1.1 | 2.8 | 1.87 |  | 1.61 | 1.61 | 0.57 | 0.7 | 0.35 | 0.35 | 2.13 |  |  | 0.82 | 0.46 | 0.88 | 0.46 | 0.82 | 0.41 | 0.41 | 0.99 | 0.68 |  |  |  | 94.96 | 94.96 | 94.96 | 94.96 | 1.48 | 24.02 | 6.07 | 6.48 | [5 empty] | 2.88 |  | 21.78 |  | 18.39 | 4.89 |  |  | 3.63 |  | 0.72 |  | 1.62 |  | 0.27 | 0.27 | [7 empty] | 0.5 | 0.52 | 11.19 | 0.08 | 0.21 | 0.12 |  |  |  | 10.82 | 11.61 | 10.19 | 11.61 | [7 empty] | 0.5 | 0.52 | 11.19 | 0.08 | 0.21 | 0.12 | [10 empty] | 0.5 | 0.52 | 11.19 | 0.08 | 0.21 | 0.12 |  |  |  | 2.47 | 0.8 |  |  |  | 2.2 |  |  | 0.84 |  |  |  |  | 0.29 | 0.18 | 0.28 | 39.16 |  | 0.04 | 0.04 | 0.04 | 0.04 |  |  |  |  | 0.28 | 0.84 | 11.04 |  |  | 17.41 |  | 3.73 | [6 empty] | 0.84 | 0.08 | 0.08 | 0.06 | 0.09 | 0.03 | 0.06 | 0.06 | 0.09 | 0.12 | 0.24 | 0.32 | 1 |  | 3.49 |  | 3.6 | 0.97 | 0.1 | 0.98 | 0.1 | 1.17 | 0.1 | 1.17 | 0.1 | 0.78 | [46 empty] | 1.13 | 1.75 |  | 0.75 |  | 1.6 |  |  |  | 2.5 | 2.5 | 0.84 | 1.14 | 0.16 | 1.64 | 0.08 | 0.08 | 0.2 | 0.2 | 0.2 | 0.2 | 0.16 | 0.16 | 0.27 | 0.21 | 0.06 | 1.02 | 0.06 | 0.03 | 0.07 |  |  | 0.16 |  | 0.87 | 0.6 | 0.81 | 0.45 | 0.07 |  | 0.03 | 0.09 |  | 0.08 | [28 empty] | 2.88 | 11.52 | 11.52 | 14.4 | 1.32 | 2.5 | 2 |  |  |  | 2.96 | 2.65 |  |  |  | 3.84 | 2.96 |  |  |  | 1.39 | 1.39 |  |  |  | 2.21 |  |  | 2.65 | [75 empty] | 3.6 | 3.08 | 7.2 | 2.24 | 6.28 | 4.06 | 1.05 | 3.85 | 0.75 | 5.7 | 1.02 | 0.48 | 2.13 |  |  |  | 3.2 | 2.6 | 3.92 | 1.64 | 0.85 | 0.54 | 0.9 | 1.43 | 1.36 | 0.32 | 0.9 | 0.6 | 0.6 | 13.46 |  |  |  | 0.045 | 2.3 | 3.85 |  |  | 0.2 | 29.76 | 6.73 | 7.2 | 0.78 | 0.52 | 0.19 | 1.76 | 6.12 | 3.84 | 0.22 | 0.34 | 0.89 | 0.34 | 2.16 | 9.08 | 0.23 | 1.8 |  | 0.84 | 0.9 | 0.46 |  | 6.48 | 2.82 |  | 0.8 |  | 0.2 | 0.4 |  |  | 1.57 |  | 1.56 | 0.36 | 1.98 | 3.78 | 3.41 | 1.38 |  | 8.82 | 0.14 | 0.22 | 0.18 | 0.03 | 0.05 | 0.98 | 21.23 | 1.4 | 1.52 | 0.3 | 0.29 | 0.1 | 0.12 | [7 empty] | 3.54 | 19.96 | 9.06 | 6.23 | 3.87 | 4.49 | 4.45 |  |  | 1.28 | 0.22 |  |  |  | 4.61 | 1.46 | 0.285 | [25 empty] | 0.37 | 0.38 |  |  |  | 1 | 1 | 0.25 | 0.5 | 0.75 | 0.25 | [18 empty] | 1.72 | 0.48 | [6 empty] | 0.05 | 0.1 |  | 0.22 |  |  |  | 0.11 | [17 empty] | 0.1 | [31 empty] | 0.16 | 0.1 | 0.05 | [32 empty] | 6.24 |  |  | 1.2 | 0.43 | 0.41 | 0.19 |  |  | 0.13 |  | 0.17 | 0.25 | 0.36 | 0.47 | 0.65 | 0.44 | 0.15 | 0.23 | 0.75 | 0.26 | 0.29 | 0.51 | 0.18 | 0.7 | 0.28 | 0.28 | 0.38 | 0.38 | 1.9 | 0.27 | 0.61 | 0.24 | 0.26 | 0.17 | 0.23 | 0.89 | 0.4 | 0.8 | 0.61 | 2.86 | 5.5 | 1.3 | 0.44 | 0.23 | 0.16 | 0.21 | 0.38 | 0.41 | 0.16 |  | 0.2 | 0.47 | 81.05 | 1.4 |  | 3.92 |  | 2.28 |  | 2.14 | 1.78 | 0.99 | 1.1 | 0.71 | [5 empty] | 0.24 |  |  |  | 1.98 | 0.06 | 1.68 | 0.56 | 5.72 | 2.2 | 1.3 | 1.3 |  | 0.2 | 0.44 | 0.14 | 0.42 | 0.18 | 0.39 | 0.44 | 0.16 | 1.72 |  |  |  | 0.24 | 0.6 | 0.8 |  | 0.36 | 0.88 | [5 empty] | 1 | 1.06 | 1.06 | 2.46 | 4.72 | 1.02 | 3.02 | 0.42 | 0.98 | [9 empty] | 1.1 | 2.75 | 2.31 | 3.08 | 3.85 | 5.22 | 0.87 | 2.64 | 1.32 | 1.02 | 4.17 | 3.4 | [31 empty] | 1.38 | 0.12 | 1.74 |  | 0.279 | 0.48 | 0.39 | 0.6 | 0.39 | 0.3 | 0.26 | 0.36 | 1.54 | 2.06 | 0.59 | 0.68 | 0.86 | 0.77 | 0.27 | 0.58 | 1.09 | 0.04 | 1.92 | 0.05 | 0.04 | 1.56 | 0.86 | 1.97 | 0.05 | 0.12 | 0.16 | 0.24 | 0.57 | 0.62 | 0.64 | 0.56 | 0.53212 | 1.5964 | 2.7889 | 1.3944 | 1.0534 | 1.0534 | 1.0534 | 1.2521 |  |  | 0.3936 | 0.53212 | 1.5964 | 0.53212 | 2.7889 | 1.3944 | 1.0534 | 1.0534 | 1.0534 | 1.2521 |  |  | 0.3936 | 0.53212 | 1.0642 | 0.53212 | 1.3867 | 0.98044 | 1.2521 | 2.5042 | 1.2521 | 0.69337 | 3.4594 | 6.9188 |  |  | 0.3936 | 1.5964 | 0.53212 | 1.3384 | 1.8007 | [5 empty] | 2.9117 | 2.5821 | 4.7246 | 1.9609 | 2.5459 | 1.6708 | 2.0908 |  |  |  | 37.41 |  |  |  | 0.96 | 0.96 |  |  |  | 17.69 | 1.65 | 11.4 | 1.72 | 0.75 |  |  | 0.24 | 0.32 | 0.39 | 0.32 |  | 12.56 | 0.86 | 3.56 | 0.29183 |  | 0.27 | 0.4 |  | 3.56 | 0.86 | 0.27 | 0.36 | 2.86 | 2.86 | 2.86 | 0.56 | 1.12 | 0.28 | 0.14 | 0.56 | 0.15 |  |  |  | 1.08 | 0.22 | 0.11 |  |  |  | 6.25 | 123.13 |  | 3.08 | 2.2 | 3.6 | 5.58 | 0.297 | 4.62 | 0.55 | 1.92 | 1.58 |  | 3.08 | 2.75 | 0.44 |  |  |  |  | 7.2 | 4.1 | 1.8 | 2.74 | 1.04 | 0.31 | 0.31 | 0.24 | 0.24 | 0.44 | 0.72 | 0.56 | 0.14 | 0.4 | 0.34 | 0.14 | 0.11 | 2.43 |  | 0.46 | 2.28 | 1.08 | 0.43 | 0.48 | 0.68 | 0.1 | 0.27 | 0.64 | 0.3 | 0.28 | 0.6 | 3.4 | [7 empty] | 17.42 | 0.92 | 3.04 | 22.4 | 1.35 | [7 empty] | 0.36 | 0.4 |  |  |  | 7.03 | 0.42 | 0.42 | 4.99 | 5.05 |  |  |  |  | 8.8 | 2.68 | 0.53 | 1.3 | 0.51 | 1.92 | 8.58 | 5.64 | 1.28 | 3.45 | 1.2 | 0.61 | 3.42 | 2.03 | 0.3 | 0.68 | 1.03 | 0.11 | 1.04 | [14 empty] | 15.54 | 0.9 | 6.63 | [6 empty] | 4.62 | 2.57 | 0.48 | 0.4 | 5.15 | 2.88 | 5.1 | 4.55 | 3.66 | 0.9 | 1.35 | 0.45 | [11 empty] | 3.18 | 4.1 | 3.09 | 1.06 | 1.78 | 1.64 | 0.72 | 18.95 | 7.7 | 15.75 | 2.52 | [11 empty] | 0.85 | 0.28 | 0.52 | 6.45 | 0.71 |  | 2 | 2.71 | [13 empty] | 19.95 | 0.3 | 0.75 |  |  | 15.35 | 0.1 | 231.36 | 10.94 | 2.4 | 0.95 | 7.92 | 2.04 | 0.51 | 0.34 | 0.14 | 0.2 | 0.22 | 0.33 | [8 empty] | 0.4 | 2.53 | 0.89 |  |  |  | 5.07 |  | 0.16 | 0.24 | 0.12 | 0.54 | 0.24 | 2.22 | 1.5 | 3.94 | 4.06 | 0.67 | 0.27 | [7 empty] | 0.02 | [22 empty] | 0.12 | 0.08 |  | 5.16 | 1.29 | 2.5 | 0.42 | 1.38 | 0.76 | 0.34 | 0.18 | 1.08 | 0.19 | 0.13 | 4.56 | 0.39 | 0.11 | 0.09 | 0.42 | 0.12 | 0.04 | 0.01 |  | 0.32 |  |  | 1.99 | 0.62 | 0.69 | 0.15 | 4.22 | [26 empty] | 0.1 | [15 empty] | 0.1 | [9 empty] | 0.52 | 0.05 | 0.11 |  |  | 2.19 | 7.68 | [12 empty] | 3.36 | 1.69 | 0.83 | 2.33 | 0.35 | 1.31 | 0.36 | 0.8 | 0.54 | 1.2 | 2.54 | 1.66 | 3.32 | [8 empty] | 0.06 | 0.16 | 0.08 | 0.06 | 0.08 |  |  |  | 1.66 |  |  |  |  | 0.47 | 2.64 | 5.04 | 1.3 | [6 empty] | 1.76 | 2.44 | 2.14 | 4.32 | 0.82 | [8 empty] | 0.04 |  |  |  | 0.08 | [10 empty] | 0.08 | 0.08 | 0.08 | 0.08 |  |  |  |  | 0.03 | [13 empty] | 0.96 | 0.78 | 0.12 | 21.5 | 0.36 | 0.54 | 0.54 | 2.1674 | 2.1674 | 2.1674 | 2.1674 | 2.1674 | 2.1674 | 2.1674 | 2.1674 |  |  |  |  | 1.323 | 0.684 | 0.946 | 0.368 | 0.128 | 0.4845 | 1.083 | 0.861 | 2.32 | 0.416 | 0.1 | 0.247 | 0.256 | 0.247 | 0.208 | [9 empty] | 1.26 | 11.4691 | 11.4691 | 11.4691 | 11.4691 | 11.4691 | 11.4691 | 11.4691 | 11.4691 | 11.4691 |  |  | 1.891 | 0.3255 | 0.961 | 0.128 | 0.368 | 1.764 | 2.7495 | 0.384 | 3.168 | 2.904 | 1.2915 | 2.7755 | 0.264 | [14 empty] | 0.84 | 46.34 | 0.98 | 0.59 | 0.5415 | 0.33 | 0.33 | 0.676 | 0.676 | 0.4 | 0.729 | 0.2205 | [7 empty] | 2.268 | 2.808 | 1.56 | [13 empty] | 0.99225 | 0.33075 | 0.6615 | 0.33075 | 0.33075 | 0.66 |  |  |  |  | 0.242 |  |  | 0.61 | 0.61 | 0.61 | 0.61 | [5 empty] | 2.928 | 0.2205 | 1.1625 | 0.64 | 0.128 | 0.4805 | 0.2205 | 1.922 | [5 empty] | 0.1215 |  | 2.684 | 2.3575 | [11 empty] | 0.944 |  | 0.036 |  | 0.1785 | 0.1805 | 0.676 | 0.676 | 0.17 | 0.43 | 0.36 | 0.35 |  | 30.14 | 2.78 | 3.042 | 9.28 | [10 empty] | 0.132 |  | 1.558 | 1.24 | 2.7641 |  | 1.595 | 0.8085 | 0.3465 | 0.8085 | 0.288 | 0.0605 |  |  |  | 1.05 | 1 | [7 empty] | 1.31 | 1.71 | 0.96 | 11.7 | 3.3 | 0.6 | 0.6 | 0.96 | 0.16 | 0.2 | 0.2 | 0.16 |  |  |  |  | 0.21 | 0.1 | 0.12 | 0.15 |  |  | 1.44 | 3.08 | 0.52 | 0.24 | [6 empty] | 0.27 | 0.08 | 0.08 | 0.04 | 0.09 | [6 empty] | 0.66 | 0.28 | 1.24 | 0.44 |  |  |  | 3.2 | 0.62 |  |  |  | 7.6 | 1.11 | 0.22 | 0.94 | 0.55 | 0.76 | 1.32 | 0.94 | 1.62 | 1.8 | 1.49 | 0.2 | 0.14 | [13 empty] | 2.99 | 7.5 | 0.0325 | 0.22 | 0.94 | 0.55 | 0.76 | 1.32 | 0.94 | 1.62 | 3.6 | 1.49 | 0.2 | 0.14 | [14 empty] | 1.01 | 1.76 | [5 empty] | 0.96 | 0.22 | 0.44 | 0.11 | 5.85 | 0.78 | 2.36 | 3.48 | 2.1 | 1.32 | 0.44 | 0.55 | 0.58 | 10.8 | 0.6 | 0.2 | 4.88 | [7 empty] | 1.98 |  |  |  | 1.16 | 0.3 | 1.14 | 0.19 |  | 1.92 | 4.4 | 0.24 | 2.2 | 1.76 |  | 2.24 | 3.08 | 1.01 |  | 1.08
CIEQC1A11B01C01 | Concrete Pouring - Construction only; Others (Local Support & Misc. Foundation) |  | m3 | [221 empty] | 0.3 |  | 0.15 | [17 empty] | 0.75 | [19 empty] | 0.75 | [15 empty] | 0.75 | [35 empty] | 0.05 | [11 empty] | 0.54 | 0.48 | [16 empty] | 3.9 | [69 empty] | 1.8 | 1.4 |  | 6.8 | 0.4 |  | 0.38 | 0.1 | 0.1 | 0.87 | 0.3 | 5.8 | 4 | 5.4 | 3 | 0.39 | 0.1 | 0.19 | 0.54 | 0.42 | 0.6 | 0.28 | [161 empty] | 5.4 | [5 empty] | 19.8 | [26 empty] | 1.43 |  | 1.3 |  |  | 5.25 | 1.24 |  | 11.2 | [9 empty] | 2.53 | 2.52 | 0.32 | 0.61 | [198 empty] | 3.7
CIEQREA02B01C01 | Reinforcing Bar - Material only; Un-coated Bar; 400 MPa ≤ Fy ≤ 422 Mpa; Deformed |  | Ton | [7 empty] | 1.76 | 1.76 | 1.91 | 1.91 | 1.91 | 1.09 | 1.09 |  | 0.97 |  | 0.72 |  |  | 3.34 | 3.34 | 3.34 | 1.23 | 3.64 | 0.3 | 0.3 | 0.22 | 0.42 | 0.06 | 0.32 | 0.07 |  | 0.35 |  |  |  |  | 0.31 |  |  | 2.32 | 0.58 | 2.59 | 0.88 | 0.28 | 0.14 | 0.14 | 1.24 | 1.59 |  | 0.31 | 0.85 | 0.85 | 0.62 | 1.23 | 1.23 | 0.47 | 0.47 | 0.47 | 8.88 | 8.88 | 8.88 | 0.53 | 0.23 | 0.23 | 0.23 | 6.32 | 2.32 | 0.03 | 0.58 | 0.58 | 0.03 | 0.01 | 0.03 |  | 0.32 |  |  | 0.03 | 0.07 |  | 0.02 |  | 0.3 | 0.04 | [8 empty] | 0.18 |  | 1.02 | [6 empty] | 4.32 | 0.34 | 0.35 | 0.24 | 0.45 | 0.89 | 0.14 | 0.21 | 4.35 | 0.57 | 3.76 | 0.94 | 1.64 | 4.64 | 2.53 | 0.26 | 7.3 | 2.92 | 0.22 | 0.03 | 2.82 | 2.82 | 0.76 | 0.75 | 2.56 | 4.75 | 3.9 | 1.3 | 2.24 | 0.28 | 2.36 | 1.2 | 1.56 | 2.22 | 0.3 | 2.1 | 0.23 | 4.55 | 1.84 | 2.18 | 0.83 | 0.83 | 1.78 | 0.82 | 1.35 | 2.41 | 0.14 | 0.92 | 0.92 | 1.15 | 1.93 | 0.26 | 1.3 | 3.02 | 0.31 | 5 | 1.54 | 1.52 | 2.08 | 0.08 | 1.86 | 1.91 | 2.65 | 0.12 | 0.98 | 2.65 | 0.17 | 2.54 | 1.38 | 1.2 | 3.08 | 1.95 | 0.2 | 1.82 | 1.7 | 0.68 | 0.89 | 0.57 | 0.45 | 2.21 | 0.21 | 0.1 | 0.74 | 0.44 | 1.09 | 0.46 | 0.84 | 0.42 | 0.42 | 1.16 | 1.86 |  |  |  | 4.1 | 4.1 | 4.1 | 4.1 | 1.87 | 2.79 |  | 7.35 | 1.2 | 1.2 | 1.2 | 28.08 |  | 1.5 |  | 11.13 |  | 11.94 | 2.07 |  |  | 2.34 |  | 0.36 | 0.06 | 0.9 | 0.03 | 0.36 | 0.36 | [7 empty] | 0.35 | 0.41 | 5.76 | 0.02 | 0.06 | 0.03 | 0.06 |  | 0.15 |  | 11.5 |  | 11.5 | [7 empty] | 0.35 | 0.41 | 5.76 | 0.02 | 0.06 | 0.03 | 0.06 |  | 0.15 | [7 empty] | 0.35 | 0.41 | 5.76 | 0.02 | 0.06 | 0.03 | 0.06 |  | 0.15 | 3.64 | 0.52 | 0.41 | 1.62 | 4.56 | 2.8 | 0.15 |  | 0.72 | 0.05 | 0.02 | 0.18 | 0.54 | 0.41 | 0.34 | 0.4 | 25.52 | 0.08 | 0.04 | 0.04 | 0.04 | 0.04 |  |  |  |  | 0.6 | 0.6 | 5.58 | 0.1 |  | 10.44 |  | 2.23 |  | 0.01 |  |  |  |  | 1.11 | 0.11 | 0.11 |  |  |  |  | 0.06 | 0.06 | 0.04 | 0.08 | 0.08 | 0.53 | 0.06 | 1.75 | 0.24 | 4.68 | 0.17 | 0.04 | 0.17 | 0.04 | 0.21 | 0.04 | 0.21 | 0.04 | 0.52 | [46 empty] | 1.04 | 5.09 |  | 2.19 |  | 4.66 |  |  |  | 1.5 | 1.5 | 1.14 | 1.76 | 0.16 | 3.6 | 0.07 | 0.07 | 0.2 | 0.2 | 0.2 | 0.2 | 0.16 | 0.16 | 0.18 | 0.14 | 0.04 | 0.68 | 0.04 | 0.04 | 0.04 | 0.01 | 0.01 | 0.09 | 0.03 | 0.58 | 0.4 | 0.54 | 0.3 | 0.04 | 0.01 | 0.02 | 0.05 | 0.03 | 0.06 | 0.02 | [27 empty] | 1.92 | 7.92 | 7.92 | 9.9 | 0.88 | 0.5 | 1.35 |  |  |  | 2.02 | 1.8 |  |  |  | 2.63 | 2.02 |  |  |  | 0.91 | 0.91 |  |  |  | 1.49 |  |  | 1.8 | [75 empty] | 2.4 | 1.8 | 4.48 | 2.88 | 6.06 | 3.2 | 0.81 | 3.35 | 0.66 | 6.12 | 1.32 | 0.66 | 1.35 |  |  |  | 1.6 | 1.3 | 1.76 | 1.19 | 0.88 | 0.68 | 1.9 | 3.96 | 2.87 | 0.28 | 1.9 | 1.27 | 1.27 | 3.65 | 0.6 |  |  | 0.051696 | 5.8 | 9.68 | 2.2 |  | 0.24233 | 10.43 | 9.44 | 5.4 | 0.78 | 0.22 | 0.06 | 0.96 | 3.74 | 2.16 | 0.12 | 0.22 | 0.54 | 0.2 | 2.16 | 6.06 | 0.1 | 0.96 |  | 0.45 | 0.4 | 0.28 |  | 3.46 | 1.12 | 0.11 | 0.32 | 0.1 | 0.09 | 0.18 | 0.63 | 0.12 | 0.73 | 1.12 | 1.08 | 0.42 | 0.9 | 1.68 | 1.55 | 1.2 |  | 12.92 | 0.22 | 0.22 | 0.27 | 0.03 | 0.06 | 1.32 | 8.49 | 2.17 | 2.54 | 0.57 | 0.76 | 0.09 | 0.02 |  | 4.82 | 2.4 |  |  |  |  | 3.64 | 57.4 | 1.6 | 1.32 | 1.04 | 1.12 | 1.12 |  |  | 1.47 | 0.12 |  |  |  | 2.64 | 2.22 | 0.37244 | 0.32 | 0.32 | 0.15 | 0.15 | 0.15 | 0.15 | 0.15 | 0.15 | 0.29 | 0.29 | 0.29 | 0.29 | 0.27 | 0.27 | 0.05 | 0.05 | 0.05 | 0.05 | 0.02 | 0.13 | 0.13 | 0.06 | 0.06 | 0.04 | 0.04 | 0.3 | 0.31 |  |  |  | 0.92 | 0.76 | 0.23 | 0.44 | 0.72 | 0.26 | [18 empty] | 0.96 | 0.43 | [6 empty] | 0.03 | 0.06 |  | 0.13 |  | 0.81634 |  | 0.1 | [17 empty] | 0.08 | [31 empty] | 0.13 | 0.08 | 0.02 | [32 empty] | 5.44 | 1.28 | 1.16 | 1 | 0.3 | 0.24 | 0.12 | 0.1 |  | 0.06 |  | 0.08 | 0.37 | 0.69 | 0.92 | 1.29 | 0.18 | 0.05 | 0.11 | 0.54 | 0.29 | 0.21 | 0.3 | 0.2 | 0.4 | 0.2 | 0.16 | 0.24 | 0.24 | 1.3 | 0.09 | 0.29 | 0.17 | 0.12 | 0.14 | 0.18 | 0.53 | 0.2 | 0.32 | 0.49 | 2.3 | 3.8 | 0.86 | 0.26 | 0.11 | 0.09 | 0.12 | 0.38 | 0.46 | 0.11 |  | 0.14 | 0.11 | 312.98 | 1.36 |  | 3.34 |  | 3.28 |  | 2.34 | 1.98 | 0.86 | 0.52 | 0.34 | 3.15 | 0.16 |  | 0.595 | 0.12 | 0.06 |  | 0.08 | 0.1 | 1.2 | 0.02 | 0.78 | 0.26 | 4.6 | 1.56 | 0.88 | 0.88 |  | 0.14 | 0.11 | 0.1 | 0.24 | 0.09 | 0.39 | 0.44 | 0.11 | 1.04 |  |  |  | 0.17 | 0.6 | 0.9 |  | 0.26 | 0.4 | [5 empty] | 1 | 0.8 | 0.92 | 2.94 | 5.2 | 1.43 | 3.84 | 0.44 | 0.98 | 0.54 | 0.8 | 0.93 | 0.68 |  |  | 0.02 | 0.03 |  | 0.74 | 3.2 | 1.86 | 4.08 | 4.45 | 9.06 | 1.07 | 2.08 | 1.86 | 1.37 | 2.75 | 2.04 | 0.51 | 1.67 | 0.89 | 1.79 | 0.18 | 1.41 | 0.46 | 0.46 | 0.46 | 1.5 | 1.11 | 2.9 | 0.33 | 0.84 | 0.82 | 0.46 | 0.36 | 0.36 | 0.44 | 1.6 | 0.89 | 0.19 | 0.22 | 0.1 | 0.13 | 0.38 | 1.27 | 0.14 | 0.57 | 0.34 |  | 0.92 | 0.06 | 1.14 |  | 0.52033 | 0.28 | 0.24 | 1.85 | 1.23 | 0.8 | 0.82 | 0.3 | 1.86 | 2.24 | 1.18 | 1.37 | 1 | 0.93 | 0.44 | 0.4 | 1 | 0.1 | 1.8 | 0.12 | 0.09 | 1.42 | 0.89 | 1.73 | 0.14 | 0.42 | 0.04 | 0.08 | 0.42 | 0.7 | 0.36 | 0.56 | 0.59293 | 1.0035 | 2.1312 | 1.1384 | 0.867 | 0.954 | 0.954 | 1.1385 |  | 0.0025 | 0.16888 | 0.357 | 0.981 | 0.325 | 2.3268 | 1.09 | 0.87 | 0.954 | 0.954 | 1.1385 |  | 0.0025 | 0.16888 | 0.4437 | 0.675 | 0.3355 | 0.791 | 0.84825 | 0.9465 | 2.119 | 1.1315 | 0.7342 | 2.2392 | 4.5384 |  | 0.082681 | 0.16888 | 1.2195 | 0.4065 | 0.9736 | 1.2136 |  |  |  |  | 0.012025 | 4.0351 | 3.131 | 5.204 | 1.8544 | 1.8886 | 1.3536 | 1.8968 |  |  |  | 455.56 | 4.24 | 3.28 | 1.96 | 0.72 | 0.88 | 0.4 |  |  | 35.05 | 1.71 | 11.16 | 1.12 | 0.65 | 0.15 |  | 0.12 | 0.18 | 0.27 | 0.24 |  | 53.08 | 0.68 | 2.4 | 0.18 | 1.6 | 0.24 | 0.32 |  | 2.4 | 0.68 | 0.24 | 0.28 | 2.3 | 2.22 | 2.18 | 0.26 | 0.52 | 0.22 | 0.1 | 0.24 | 0.13 |  |  |  | 0.94 | 0.08 | 0.05 | 0.18 | 0.1 | 0.04 | 2.41 | 605.9 | 25.2 | 2.72 | 2 | 3.7 | 3.41 | 1.4791 | 4.08 | 0.5 | 1.65 | 1.38 |  | 2.48 | 2.2 | 0.46 |  |  |  |  | 9.15 | 3.7 | 1.35 | 3.34 | 0.72 | 0.28 | 0.31 | 0.16 | 0.16 | 0.45 | 2.55 | 0.44 | 0.12 | 0.32 | 0.3 | 0.12 | 0.13 | 1.77 | 0.18 | 0.55 | 2.6 | 0.87 | 0.48 | 0.32 | 0.53 | 0.14 | 0.33 | 1.32 | 0.96 | 0.38 | 0.81 | 2.67 | 0.56 | 1.26 | 0.54 | 0.72 |  |  |  | 22.06 | 1.44 | 1.09 | 33.4 | 4.36 | 7.6 | 0.42 | 2.34 | 0.18 | 0.5 | 0.04 | 0.12 | 1.14 | 1.16 |  | 1.69 | 0.03 |  | 1.14 | 1.3 | 5.76 | 10.07 |  |  |  |  | 12.17 | 2.58 | 0.48 | 1.2 | 0.67 | 1.76 | 5.3 | 4.98 | 0.64 | 1.92 | 0.88 | 0.37 | 3.12 | 1.84 | 0.26 | 0.44 | 0.75 | 0.03 | 0.4 | 0.2 | 0.72 | 0.44 | 0.35 | 0.08 |  | 0.23 | 0.3 | 0.06 | 0.2 | 0.01 |  | 3.24 | 0.09 |  | 1.17 | 6.63 | [6 empty] | 2.84 | 1.58 | 0.23 | 0.28 | 4.55 | 3.4 | 4.85 | 3.92 | 5.12 | 1.62 | 1.17 | 0.83 | [6 empty] | 0.25 |  | 0.25 |  |  | 4.74 | 6.05 | 2.85 | 0.92 | 1.38 | 1.3 | 0.42 | 52.55 | 16.44 | 27.95 | 2.73 | 0.7 | 2.16 | 2.4 | 1.7 | 2.04 | 0.22 | [5 empty] | 0.74 | 0.17 | 0.24 | 12.91 | 0.51 | 1.36 | 0.86 | 3.07 |  | 0.04 | 0.08 | 0.03 |  | 0.16 | 0.08 |  | 0.08 | 0.06 | 0.04 |  |  |  | 0.35 | 0.34 |  |  | 19.74 | 0.06 | 32.68 | 4.38 | 1.44 | 0.79 | 5.16 | 1.32 | 0.5 | 0.44 | 0.16 | 0.08 | 0.08 | 0.15 | 1.11 | 0.38 | 0.15 |  | 0.07 | 0.08 | 0.04 | 0.15 | 0.76 | 2.3 | 0.76 | 0.08 |  |  | 3.11 |  | 0.16 | 0.24 | 0.16 | 0.6 | 0.26 | 6.22 | 3.64 | 4.43 | 3.3 | 0.36 | 0.22 |  |  | 2.7 | [15 empty] | 0.1 | 0.1 | 0.02 | 0.08 | 0.04 | 0.08 |  | 0.24 | 0.12 | 0.03 | 0.02 | 0.03 | 0.08 | 0.05 | 0.05 | 3.24 | 0.81 | 1.46 | 0.44 | 3.3 | 0.88 | 0.38 | 0.16 | 0.44 | 0.08 | 0.06 | 4.68 | 0.33 | 0.08 | 0.07 | 0.21 | 0.06 |  |  |  | 0.27 |  |  | 1.61 | 0.98 | 0.72 | 0.13 | 4.99 |  |  |  | 0.44 |  | 3.04 | 1.26 | 0.16 | 0.04 | 0.12 | 0.32 | 0.14 | 0.08 | 0.21 | 0.14 |  | 0.24 | 0.02 | 0.04 | 0.03 | 0.18 | 0.02 | 0.03 | 0.02 | 0.06 | 0.04 | 0.09 |  |  |  |  | 2.76 | 0.04 | 0.04 | 0.08 |  | 0.04 | 0.08 | 0.02 | 0.02 | 0.21 | 0.09 | 0.09 | 0.08 | 0.02 | 0.18 | 0.16 | 0.04 | 0.04 |  | 0.27 | 0.09 | 0.22 | 0.02 | 0.02 | 0.13 |  | 0.72 | 1.44 | [12 empty] | 2.22 | 1.51 | 0.85 | 2.35 | 0.3 | 1.22 | 0.14 | 0.82 | 0.24 | 1.22 | 2.54 | 2.06 | 4.24 | 0.48 | 0.02 |  |  | 0.3 | 0.48 | 0.36 | 0.44 | 0.02 | 0.06 | 0.03 | 0.02 | 0.03 | 0.05 | 0.07 | 0.1 | 1.5 | 0.06 |  | 1.42 |  | 0.2 | 0.72 | 15.42 | 3.69 |  | 7.11 |  |  |  |  | 0.8 | 2.56 | 2.36 | 4.32 | 0.86 | 0.23 | 0.15 | 0.06 | 0.02 | 0.06 |  | 0.04 | 0.98 | 0.01 |  |  |  | 0.02 | 0.01 | 0.02 | 0.03 | 0.22 | 0.74 | 0.66 | 0.7 | 0.27 | 0.54 | 0.4 | 0.03 | 0.03 | 0.03 | 0.03 |  |  |  |  | 0.01 |  |  |  |  | 0.16 | 0.14 | 0.14 | 0.08 | 0.11 | 0.05 |  |  |  | 0.64 | 0.7 | 0.08 | 3.77 | 0.64 | 1 | 1 | 3.4284 | 3.4284 | 3.4284 | 3.4284 | 3.4284 | 3.4284 | 3.4284 | 3.4284 | 0.20498 | 0.20498 | 0.32011 | 0.32011 | 1.6372 | 0.864 | 1.2038 | 0.29975 | 0.1105 | 0.44118 | 1.2986 | 0.932 | 1.8629 | 0.42347 | 0.17838 | 0.22119 | 0.19395 | 0.22119 | 0.17054 | [8 empty] | 1.9047 | 3.42 | 16.4251 | 15.9303 | 15.4355 | 15.4355 | 15.4355 | 15.4355 | 15.4355 | 15.4355 | 15.4355 | 0.74808 | 0.74808 | 2.007 | 0.29425 | 1.2465 | 0.13675 | 0.35225 | 2.4573 | 4.2338 | 0.55547 | 2.9069 | 2.6646 | 1.398 | 4.8068 | 0.24224 | 0.25092 | 0.08 | 0.048 | 0.048 | 0.23398 | [8 empty] | 4.2085 | 3.62 | 77.18 | 1.86 | 1.11 | 0.5346 | 0.78 | 0.78 | 0.772 | 0.772 | 1.19 | 0.77 | 0.44406 | 0.58406 | 0.34938 | 0.50654 | 0.43622 | 0.45934 | 0.14778 | 0.09 | 2.08 | 2.0115 | 1.1175 |  | 1.6088 | [11 empty] | 0.73176 | 0.26192 | 0.48784 | 0.27992 | 0.28892 | 2.29 |  |  |  |  | 0.216 |  | 0.0054 | 1.37 | 1.35 | 1.35 | 1.35 | 0.4576 | 0.5334 | 0.35104 | 0.50336 | 0.45664 | 4.6704 | 0.25 | 1.723 | 0.8325 | 0.186 | 0.504 | 0.2735 | 2.6108 | [5 empty] | 0.066188 | 1.5488 | 2.7821 | 2.4741 | 1.08 | 0.54972 | [9 empty] | 0.694 | 1.3928 | 0.0475 |  | 0.162 | 0.16265 | 0.656 | 0.681 | 0.2032 | 0.76 | 0.63 | 0.5 |  | 44.4606 | 4.5578 | 7.5848 | 16.015 | 1.2796 | 1.5863 | 0.68033 | 0.90416 | [5 empty] | 8.1841 | 0.08856 |  | 1.8749 | 3.43 | 3.453 | 1.1635 | 1.525 | 0.8995 | 0.363 | 0.847 | 0.24341 | 0.076443 |  | 0.14775 |  | 3.18 | 2.98 |  |  |  |  | 0.54 |  |  | 0.89 | 1.02 | 0.76 | 8.9 | 2.52 | 0.4 | 0.38 | 0.54 | 0.09 | 0.14 | 0.13 | 0.09 |  |  |  |  | 0.16 | 0.08 | 0.18 | 0.06 |  |  | 0.96 | 3.76 | 0.36 | 0.11 |  | 0.25 | 0.12 |  |  | 0.25 | 0.06 | 0.02 | 0.02 | 0.01 | 0.01 | 0.04 |  |  |  | 0.45 |  | 0.36 | 0.19 | 2.12 | 0.65 | 0.45 |  |  | 2.76 | 0.35 | 0.45 |  |  | 4.42 | 1.38 | 0.13 | 0.77 | 0.32 | 0.56 | 1.25 | 0.65 | 0.98 | 2.97 | 1.32 | 0.11 | 0.06 | [10 empty] | 4.49 |  |  | 2.78 | 4.44 | 0.12493 | 0.13 | 0.77 | 0.32 | 0.56 | 1.25 | 0.65 | 0.98 | 8.64 | 1.32 | 0.11 | 0.06 | [10 empty] | 4.49 |  |  |  | 0.85 | 1.13 |  | 2.56 |  |  |  | 0.64 | 0.16 | 0.26 | 0.05 | 13.02 | 0.4 | 1.2 | 2.32 | 1 | 0.5 | 0.2 | 0.32 | 1.47 | 12.9 | 1.24 | 0.06 | 11.24 |  |  |  | 0.3 | 1 | 4.35 | 1.08 | 9.45 |  |  |  | 0.6 | 0.24 | 0.9 | 0.24 |  | 2.42 | 2.2 | 0.56 | 1.1 | 0.88 |  | 0.8 | 1.54 | 0.85 | 0.6 | 0.66
CIEQR1A01B01C01 | Reinforcing Bar Fabrication - Construction only |  | Ton | [7 empty] | 1.76 | 1.76 | 1.91 | 1.91 | 1.91 | 1.09 | 1.09 |  | 0.97 |  | 0.72 |  |  | 3.34 | 3.34 | 3.34 | 1.23 | 3.64 | 0.3 | 0.3 | 0.22 | 0.42 | 0.06 | 0.32 | 0.07 |  | 0.35 |  |  |  |  | 0.31 |  |  | 2.32 | 0.58 | 2.59 | 0.88 | 0.28 | 0.14 | 0.14 | 1.24 | 1.59 |  | 0.31 | 0.85 | 0.85 | 0.62 | 1.23 | 1.23 | 0.47 | 0.47 | 0.47 | 8.88 | 8.88 | 8.88 | 0.53 | 0.23 | 0.23 | 0.23 | 6.32 | 2.32 | 0.03 | 0.58 | 0.58 | 0.03 | 0.01 | 0.03 |  | 0.32 |  |  | 0.03 | 0.07 |  | 0.02 |  | 0.3 | 0.04 | [8 empty] | 0.18 |  | 1.02 | [6 empty] | 4.32 | 0.34 | 0.35 | 0.24 | 0.45 | 0.89 | 0.14 | 0.21 | 4.35 | 0.57 | 3.76 | 0.94 | 1.64 | 4.64 | 2.53 | 0.26 | 7.3 | 2.92 | 0.22 | 0.03 | 2.82 | 2.82 | 0.76 | 0.75 | 2.56 | 4.75 | 3.9 | 1.3 | 2.24 | 0.28 | 2.36 | 1.2 | 1.56 | 2.22 | 0.3 | 2.1 | 0.23 | 4.55 | 1.84 | 2.18 | 0.83 | 0.83 | 1.78 | 0.82 | 1.35 | 2.41 | 0.14 | 0.92 | 0.92 | 1.15 | 1.93 | 0.26 | 1.3 | 3.02 | 0.31 | 5 | 1.54 | 1.52 | 2.08 | 0.08 | 1.86 | 1.91 | 2.65 | 0.12 | 0.98 | 2.65 | 0.17 | 2.54 | 1.38 | 1.2 | 3.08 | 1.95 | 0.2 | 1.82 | 1.7 | 0.68 | 0.89 | 0.57 | 0.45 | 2.21 | 0.21 | 0.1 | 0.74 | 0.44 | 1.09 | 0.46 | 0.84 | 0.42 | 0.42 | 1.16 | 1.86 |  |  |  | 4.1 | 4.1 | 4.1 | 4.1 | 1.87 | 2.79 |  | 7.35 | 1.2 | 1.2 | 1.2 | 28.08 |  | 1.5 |  | 11.13 |  | 11.94 | 2.07 |  |  | 2.34 |  | 0.36 | 0.06 | 0.9 | 0.03 | 0.36 | 0.36 | [7 empty] | 0.35 | 0.41 | 5.76 | 0.02 | 0.06 | 0.03 | 0.06 |  | 0.15 |  | 11.5 |  | 11.5 | [7 empty] | 0.35 | 0.41 | 5.76 | 0.02 | 0.06 | 0.03 | 0.06 |  | 0.15 | [7 empty] | 0.35 | 0.41 | 5.76 | 0.02 | 0.06 | 0.03 | 0.06 |  | 0.15 | 3.64 | 0.52 | 0.41 | 1.62 | 4.56 | 2.8 | 0.15 |  | 0.72 | 0.05 | 0.02 | 0.18 | 0.54 | 0.41 | 0.34 | 0.4 | 25.52 | 0.08 | 0.04 | 0.04 | 0.04 | 0.04 |  |  |  |  | 0.6 | 0.6 | 5.58 | 0.1 |  | 10.44 |  | 2.23 |  | 0.01 |  |  |  |  | 1.11 | 0.11 | 0.11 |  |  |  |  | 0.06 | 0.06 | 0.04 | 0.08 | 0.08 | 0.53 | 0.06 | 1.75 | 0.24 | 4.68 | 0.17 | 0.04 | 0.17 | 0.04 | 0.21 | 0.04 | 0.21 | 0.04 | 0.52 | [46 empty] | 1.04 | 5.09 |  | 2.19 |  | 4.66 |  |  |  | 1.5 | 1.5 | 1.14 | 1.76 | 0.16 | 3.6 | 0.07 | 0.07 | 0.2 | 0.2 | 0.2 | 0.2 | 0.16 | 0.16 | 0.18 | 0.14 | 0.04 | 0.68 | 0.04 | 0.04 | 0.04 | 0.01 | 0.01 | 0.09 | 0.03 | 0.58 | 0.4 | 0.54 | 0.3 | 0.04 | 0.01 | 0.02 | 0.05 | 0.03 | 0.06 | 0.02 | [27 empty] | 1.92 | 7.92 | 7.92 | 9.9 | 0.88 | 0.5 | 1.35 |  |  |  | 2.02 | 1.8 |  |  |  | 2.63 | 2.02 |  |  |  | 0.91 | 0.91 |  |  |  | 1.49 |  |  | 1.8 | [75 empty] | 2.4 | 1.8 | 4.48 | 2.88 | 6.06 | 3.2 | 0.81 | 3.35 | 0.66 | 6.12 | 1.32 | 0.66 | 1.35 |  |  |  | 1.6 | 1.3 | 1.76 | 1.19 | 0.88 | 0.68 | 1.9 | 3.96 | 2.87 | 0.28 | 1.9 | 1.27 | 1.27 | 3.65 | 0.6 |  |  | 0.051696 | 5.8 | 9.68 | 2.2 |  | 0.24233 | 10.43 | 9.44 | 5.4 | 0.78 | 0.22 | 0.06 | 0.96 | 3.74 | 2.16 | 0.12 | 0.22 | 0.54 | 0.2 | 2.16 | 6.06 | 0.1 | 0.96 |  | 0.45 | 0.4 | 0.28 |  | 3.46 | 1.12 | 0.11 | 0.32 | 0.1 | 0.09 | 0.18 | 0.63 | 0.12 | 0.73 | 1.12 | 1.08 | 0.42 | 0.9 | 1.68 | 1.55 | 1.2 |  | 12.92 | 0.22 | 0.22 | 0.27 | 0.03 | 0.06 | 1.32 | 8.49 | 2.17 | 2.54 | 0.57 | 0.76 | 0.09 | 0.02 |  | 4.82 | 2.4 |  |  |  |  | 3.64 | 57.4 | 1.6 | 1.32 | 1.04 | 1.12 | 1.12 |  |  | 1.47 | 0.12 |  |  |  | 2.64 | 2.22 | 0.37244 | 0.32 | 0.32 | 0.15 | 0.15 | 0.15 | 0.15 | 0.15 | 0.15 | 0.29 | 0.29 | 0.29 | 0.29 | 0.27 | 0.27 | 0.05 | 0.05 | 0.05 | 0.05 | 0.02 | 0.13 | 0.13 | 0.06 | 0.06 | 0.04 | 0.04 | 0.3 | 0.31 |  |  |  | 0.92 | 0.76 | 0.23 | 0.44 | 0.72 | 0.26 | [18 empty] | 0.96 | 0.43 | [6 empty] | 0.03 | 0.06 |  | 0.13 |  | 0.81634 |  | 0.1 | [17 empty] | 0.08 | [31 empty] | 0.13 | 0.08 | 0.02 | [32 empty] | 5.44 | 1.28 | 1.16 | 1 | 0.3 | 0.24 | 0.12 | 0.1 |  | 0.06 |  | 0.08 | 0.37 | 0.69 | 0.92 | 1.29 | 0.18 | 0.05 | 0.11 | 0.54 | 0.29 | 0.21 | 0.3 | 0.2 | 0.4 | 0.2 | 0.16 | 0.24 | 0.24 | 1.3 | 0.09 | 0.29 | 0.17 | 0.12 | 0.14 | 0.18 | 0.53 | 0.2 | 0.32 | 0.49 | 2.3 | 3.8 | 0.86 | 0.26 | 0.11 | 0.09 | 0.12 | 0.38 | 0.46 | 0.11 |  | 0.14 | 0.11 | 312.98 | 1.36 |  | 3.34 |  | 3.28 |  | 2.34 | 1.98 | 0.86 | 0.52 | 0.34 | 3.15 | 0.16 |  | 0.595 | 0.12 | 0.06 |  | 0.08 | 0.1 | 1.2 | 0.02 | 0.78 | 0.26 | 4.6 | 1.56 | 0.88 | 0.88 |  | 0.14 | 0.11 | 0.1 | 0.24 | 0.09 | 0.39 | 0.44 | 0.11 | 1.04 |  |  |  | 0.17 | 0.6 | 0.9 |  | 0.26 | 0.4 | [5 empty] | 1 | 0.8 | 0.92 | 2.94 | 5.2 | 1.43 | 3.84 | 0.44 | 0.98 | 0.54 | 0.8 | 0.93 | 0.68 |  |  | 0.02 | 0.03 |  | 0.74 | 3.2 | 1.86 | 4.08 | 4.45 | 9.06 | 1.07 | 2.08 | 1.86 | 1.37 | 2.75 | 2.04 | 0.51 | 1.67 | 0.89 | 1.79 | 0.18 | 1.41 | 0.46 | 0.46 | 0.46 | 1.5 | 1.11 | 2.9 | 0.33 | 0.84 | 0.82 | 0.46 | 0.36 | 0.36 | 0.44 | 1.6 | 0.89 | 0.19 | 0.22 | 0.1 | 0.13 | 0.38 | 1.27 | 0.14 | 0.57 | 0.34 |  | 0.92 | 0.06 | 1.14 |  | 0.52033 | 0.28 | 0.24 | 1.85 | 1.23 | 0.8 | 0.82 | 0.3 | 1.86 | 2.24 | 1.18 | 1.37 | 1 | 0.93 | 0.44 | 0.4 | 1 | 0.1 | 1.8 | 0.12 | 0.09 | 1.42 | 0.89 | 1.73 | 0.14 | 0.42 | 0.04 | 0.08 | 0.42 | 0.7 | 0.36 | 0.56 | 0.59293 | 1.0035 | 2.1312 | 1.1384 | 0.867 | 0.954 | 0.954 | 1.1385 |  | 0.0025 | 0.16888 | 0.357 | 0.981 | 0.325 | 2.3268 | 1.09 | 0.87 | 0.954 | 0.954 | 1.1385 |  | 0.0025 | 0.16888 | 0.4437 | 0.675 | 0.3355 | 0.791 | 0.84825 | 0.9465 | 2.119 | 1.1315 | 0.7342 | 2.2392 | 4.5384 |  | 0.082681 | 0.16888 | 1.2195 | 0.4065 | 0.9736 | 1.2136 |  |  |  |  | 0.012025 | 4.0351 | 3.131 | 5.204 | 1.8544 | 1.8886 | 1.3536 | 1.8968 |  |  |  | 455.56 | 4.24 | 3.28 | 1.96 | 0.72 | 0.88 | 0.4 |  |  | 35.05 | 1.71 | 11.16 | 1.12 | 0.65 | 0.15 |  | 0.12 | 0.18 | 0.27 | 0.24 |  | 53.08 | 0.68 | 2.4 | 0.18 | 1.6 | 0.24 | 0.32 |  | 2.4 | 0.68 | 0.24 | 0.28 | 2.3 | 2.22 | 2.18 | 0.26 | 0.52 | 0.22 | 0.1 | 0.24 | 0.13 |  |  |  | 0.94 | 0.08 | 0.05 | 0.18 | 0.1 | 0.04 | 2.41 | 605.9 | 25.2 | 2.72 | 2 | 3.7 | 3.41 | 1.4791 | 4.08 | 0.5 | 1.65 | 1.38 |  | 2.48 | 2.2 | 0.46 |  |  |  |  | 9.15 | 3.7 | 1.35 | 3.34 | 0.72 | 0.28 | 0.31 | 0.16 | 0.16 | 0.45 | 2.55 | 0.44 | 0.12 | 0.32 | 0.3 | 0.12 | 0.13 | 1.77 | 0.18 | 0.55 | 2.6 | 0.87 | 0.48 | 0.32 | 0.53 | 0.14 | 0.33 | 1.32 | 0.96 | 0.38 | 0.81 | 2.67 | 0.56 | 1.26 | 0.54 | 0.72 |  |  |  | 22.06 | 1.44 | 1.09 | 33.4 | 4.36 | 7.6 | 0.42 | 2.34 | 0.18 | 0.5 | 0.04 | 0.12 | 1.14 | 1.16 |  | 1.69 | 0.03 |  | 1.14 | 1.3 | 5.76 | 10.07 |  |  |  |  | 12.17 | 2.58 | 0.48 | 1.2 | 0.67 | 1.76 | 5.3 | 4.98 | 0.64 | 1.92 | 0.88 | 0.37 | 3.12 | 1.84 | 0.26 | 0.44 | 0.75 | 0.03 | 0.4 | 0.2 | 0.72 | 0.44 | 0.35 | 0.08 |  | 0.23 | 0.3 | 0.06 | 0.2 | 0.01 |  | 3.24 | 0.09 |  | 1.17 | 6.63 | [6 empty] | 2.84 | 1.58 | 0.23 | 0.28 | 4.55 | 3.4 | 4.85 | 3.92 | 5.12 | 1.62 | 1.17 | 0.83 | [6 empty] | 0.25 |  | 0.25 |  |  | 4.74 | 6.05 | 2.85 | 0.92 | 1.38 | 1.3 | 0.42 | 52.55 | 16.44 | 27.95 | 2.73 | 0.7 | 2.16 | 2.4 | 1.7 | 2.04 | 0.22 | [5 empty] | 0.74 | 0.17 | 0.24 | 12.91 | 0.51 | 1.36 | 0.86 | 3.07 |  | 0.04 | 0.08 | 0.03 |  | 0.16 | 0.08 |  | 0.08 | 0.06 | 0.04 |  |  |  | 0.35 | 0.34 |  |  | 19.74 | 0.06 | 32.68 | 4.38 | 1.44 | 0.79 | 5.16 | 1.32 | 0.5 | 0.44 | 0.16 | 0.08 | 0.08 | 0.15 | 1.11 | 0.38 | 0.15 |  | 0.07 | 0.08 | 0.04 | 0.15 | 0.76 | 2.3 | 0.76 | 0.08 |  |  | 3.11 |  | 0.16 | 0.24 | 0.16 | 0.6 | 0.26 | 6.22 | 3.64 | 4.43 | 3.3 | 0.36 | 0.22 |  |  | 2.7 | [15 empty] | 0.1 | 0.1 | 0.02 | 0.08 | 0.04 | 0.08 |  | 0.24 | 0.12 | 0.03 | 0.02 | 0.03 | 0.08 | 0.05 | 0.05 | 3.24 | 0.81 | 1.46 | 0.44 | 3.3 | 0.88 | 0.38 | 0.16 | 0.44 | 0.08 | 0.06 | 4.68 | 0.33 | 0.08 | 0.07 | 0.21 | 0.06 |  |  |  | 0.27 |  |  | 1.61 | 0.98 | 0.72 | 0.13 | 4.99 |  |  |  | 0.44 |  | 3.04 | 1.26 | 0.16 | 0.04 | 0.12 | 0.32 | 0.14 | 0.08 | 0.21 | 0.14 |  | 0.24 | 0.02 | 0.04 | 0.03 | 0.18 | 0.02 | 0.03 | 0.02 | 0.06 | 0.04 | 0.09 |  |  |  |  | 2.76 | 0.04 | 0.04 | 0.08 |  | 0.04 | 0.08 | 0.02 | 0.02 | 0.21 | 0.09 | 0.09 | 0.08 | 0.02 | 0.18 | 0.16 | 0.04 | 0.04 |  | 0.27 | 0.09 | 0.22 | 0.02 | 0.02 | 0.13 |  | 0.72 | 1.44 | [12 empty] | 2.22 | 1.51 | 0.85 | 2.35 | 0.3 | 1.22 | 0.14 | 0.82 | 0.24 | 1.22 | 2.54 | 2.06 | 4.24 | 0.48 | 0.02 |  |  | 0.3 | 0.48 | 0.36 | 0.44 | 0.02 | 0.06 | 0.03 | 0.02 | 0.03 | 0.05 | 0.07 | 0.1 | 1.5 | 0.06 |  | 1.42 |  | 0.2 | 0.72 | 15.42 | 3.69 |  | 7.11 |  |  |  |  | 0.8 | 2.56 | 2.36 | 4.32 | 0.86 | 0.23 | 0.15 | 0.06 | 0.02 | 0.06 |  | 0.04 | 0.98 | 0.01 |  |  |  | 0.02 | 0.01 | 0.02 | 0.03 | 0.22 | 0.74 | 0.66 | 0.7 | 0.27 | 0.54 | 0.4 | 0.03 | 0.03 | 0.03 | 0.03 |  |  |  |  | 0.01 |  |  |  |  | 0.16 | 0.14 | 0.14 | 0.08 | 0.11 | 0.05 |  |  |  | 0.64 | 0.7 | 0.08 | 3.77 | 0.64 | 1 | 1 | 3.4284 | 3.4284 | 3.4284 | 3.4284 | 3.4284 | 3.4284 | 3.4284 | 3.4284 | 0.20498 | 0.20498 | 0.32011 | 0.32011 | 1.6372 | 0.864 | 1.2038 | 0.29975 | 0.1105 | 0.44118 | 1.2986 | 0.932 | 1.8629 | 0.42347 | 0.17838 | 0.22119 | 0.19395 | 0.22119 | 0.17054 | [8 empty] | 1.9047 | 3.42 | 16.4251 | 15.9303 | 15.4355 | 15.4355 | 15.4355 | 15.4355 | 15.4355 | 15.4355 | 15.4355 | 0.74808 | 0.74808 | 2.007 | 0.29425 | 1.2465 | 0.13675 | 0.35225 | 2.4573 | 4.2338 | 0.55547 | 2.9069 | 2.6646 | 1.398 | 4.8068 | 0.24224 | 0.25092 | 0.08 | 0.048 | 0.048 | 0.23398 | [8 empty] | 4.2085 | 3.62 | 77.18 | 1.86 | 1.11 | 0.5346 | 0.78 | 0.78 | 0.772 | 0.772 | 1.19 | 0.77 | 0.44406 | 0.58406 | 0.34938 | 0.50654 | 0.43622 | 0.45934 | 0.14778 | 0.09 | 2.08 | 2.0115 | 1.1175 |  | 1.6088 | [11 empty] | 0.73176 | 0.26192 | 0.48784 | 0.27992 | 0.28892 | 2.29 |  |  |  |  | 0.216 |  | 0.0054 | 1.37 | 1.35 | 1.35 | 1.35 | 0.4576 | 0.5334 | 0.35104 | 0.50336 | 0.45664 | 4.6704 | 0.25 | 1.723 | 0.8325 | 0.186 | 0.504 | 0.2735 | 2.6108 | [5 empty] | 0.066188 | 1.5488 | 2.7821 | 2.4741 | 1.08 | 0.54972 | [9 empty] | 0.694 | 1.3928 | 0.0475 |  | 0.162 | 0.16265 | 0.656 | 0.681 | 0.2032 | 0.76 | 0.63 | 0.5 |  | 44.4606 | 4.5578 | 7.5848 | 16.015 | 1.2796 | 1.5863 | 0.68033 | 0.90416 | [5 empty] | 8.1841 | 0.08856 |  | 1.8749 | 3.43 | 3.453 | 1.1635 | 1.525 | 0.8995 | 0.363 | 0.847 | 0.24341 | 0.076443 |  | 0.14775 |  | 3.18 | 2.98 |  |  |  |  | 0.54 |  |  | 0.89 | 1.02 | 0.76 | 8.9 | 2.52 | 0.4 | 0.38 | 0.54 | 0.09 | 0.14 | 0.13 | 0.09 |  |  |  |  | 0.16 | 0.08 | 0.18 | 0.06 |  |  | 0.96 | 3.76 | 0.36 | 0.11 |  | 0.25 | 0.12 |  |  | 0.25 | 0.06 | 0.02 | 0.02 | 0.01 | 0.01 | 0.04 |  |  |  | 0.45 |  | 0.36 | 0.19 | 2.12 | 0.65 | 0.45 |  |  | 2.76 | 0.35 | 0.45 |  |  | 4.42 | 1.38 | 0.13 | 0.77 | 0.32 | 0.56 | 1.25 | 0.65 | 0.98 | 2.97 | 1.32 | 0.11 | 0.06 | [10 empty] | 4.49 |  |  | 2.78 | 4.44 | 0.12493 | 0.13 | 0.77 | 0.32 | 0.56 | 1.25 | 0.65 | 0.98 | 8.64 | 1.32 | 0.11 | 0.06 | [10 empty] | 4.49 |  |  |  | 0.85 | 1.13 |  | 2.56 |  |  |  | 0.64 | 0.16 | 0.26 | 0.05 | 13.02 | 0.4 | 1.2 | 2.32 | 1 | 0.5 | 0.2 | 0.32 | 1.47 | 12.9 | 1.24 | 0.06 | 11.24 |  |  |  | 0.3 | 1 | 4.35 | 1.08 | 9.45 |  |  |  | 0.6 | 0.24 | 0.9 | 0.24 |  | 2.42 | 2.2 | 0.56 | 1.1 | 0.88 |  | 0.8 | 1.54 | 0.85 | 0.6 | 0.66
CIEQR2A01B01C01 | Reinforcing Bar Installation - Construction only; Equipment Foundation & Footing |  | Ton | [7 empty] | 0.63 | 0.63 | 0.67 | 0.67 | 0.67 | 0.45 | 0.45 |  | 0.97 |  | 0.72 |  |  | 0.9 | 0.9 | 0.9 | 0.45 | 3.64 | 0.3 | 0.3 | 0.06 | 0.42 | 0.06 | 0.32 | 0.07 |  | 0.35 |  |  |  |  | 0.31 |  |  | 2 | 0.5 |  | 0.64 | 0.28 | 0.14 | 0.14 | 1.24 | 1.59 |  | 0.31 | 0.4 | 0.4 | 0.62 | 1.23 | 1.23 | 0.23 | 0.23 | 0.23 | 8.88 | 8.88 | 8.88 | 0.52 | 0.23 | 0.23 | 0.23 | 6.32 | 2.32 | 0.03 | 0.58 | 0.58 | 0.03 | 0.01 | 0.03 |  | 0.32 |  |  | 0.03 | 0.07 |  | 0.02 |  | 0.3 | 0.04 | [8 empty] | 0.18 |  | 1.02 | [6 empty] | 2.56 | 0.19 | 0.2 | 0.14 | 0.24 | 0.47 | 0.14 | 0.21 | 3.45 | 0.48 | 2.76 | 0.69 | 1.38 | 3.6 | 2.28 |  | 6 | 2.4 | 0.08 | 0.02 | 2.07 | 2.07 | 0.56 | 0.56 | 2.02 | 3.15 | 3.03 | 1.01 | 1.8 |  | 1.8 | 0.9 | 1.26 | 1.91 |  | 1.75 |  | 3.45 | 1.38 | 1.8 | 0.69 | 0.69 | 1.38 | 0.56 | 1.01 | 2.13 |  | 0.75 | 0.75 | 0.83 | 1.6 |  | 0.98 | 2.7 |  | 4.5 | 1.17 | 1.17 | 1.58 |  | 1.38 | 1.65 | 2.4 |  | 0.76 | 2.4 |  | 1.8 | 1.14 | 1.01 | 2.52 | 1.75 |  | 1.5 | 1.5 | 0.5 | 0.63 | 0.24 | 0.24 | 2 |  |  | 0.56 | 0.32 | 0.8 | 0.32 | 0.56 | 0.28 | 0.28 | 0.9 | [8 empty] | 1.63 |  |  |  | 1.2 | 1.2 | 1.2 | 28.08 |  | 0.96 |  | 5.97 |  | 11.94 | 1.35 |  |  | 2.34 |  | 0.36 |  | 0.78 |  | 0.36 | 0.36 | [7 empty] | 0.35 | 0.41 | 5.76 | 0.02 | 0.06 | 0.03 | 0.06 | [13 empty] | 0.35 | 0.41 | 5.76 | 0.02 | 0.06 | 0.03 | 0.06 | [9 empty] | 0.35 | 0.41 | 5.76 | 0.02 | 0.06 | 0.03 | 0.06 |  |  | 3.64 | 0.52 | 0.41 | 1.62 | 4.56 | 1.35 | 0.15 |  | 0.36 | 0.05 | 0.02 | 0.18 | 0.54 | 0.17 | 0.1 | 0.16 | 25.28 | 0.08 | 0.04 | 0.04 | 0.04 | 0.04 |  |  |  |  | 0.6 | 0.42 | 5.46 | 0.1 |  | 10.44 |  | 2.23 | [6 empty] | 1.11 | 0.11 | 0.11 | [6 empty] | 0.04 | 0.08 | 0.08 | 0.47 |  | 1.69 |  | 4.68 | 0.17 | 0.04 | 0.17 | 0.04 | 0.21 | 0.04 | 0.21 | 0.04 | [47 empty] | 0.6 | 1.58 |  | 0.68 |  | 1.45 |  |  |  | 1 | 1 | 0.72 | 1 | 0.16 | 1.4 | 0.07 | 0.07 | 0.2 | 0.2 | 0.2 | 0.2 | 0.16 | 0.16 |  |  | 0.02 |  |  | 0.01 | [43 empty] | 1.92 | 7.92 | 7.92 | 9.9 | 0.88 | 0.5 | 1.35 |  |  |  | 2.02 | 1.8 |  |  |  | 2.63 | 2.02 |  |  |  | 0.91 | 0.91 |  |  |  | 1.49 |  |  | 1.8 | [75 empty] | 1.4 | 1.28 | 2.88 | 0.8 | 5.48 | 2.5 | 0.63 | 1.8 | 0.35 | 4.02 | 0.33 | 0.45 | 1.35 |  |  |  | 1 | 0.8 | 1.36 | 1 | 0.5 | 0.3 |  |  |  | 0.09 | [7 empty] | 0.051696 |  |  |  |  | 0.24233 |  | 9.44 | 3.2 | 0.34 | 0.16 | 0.06 | 0.56 | 2.38 | 1.52 | 0.08 | 0.13 | 0.37 | 0.12 | 1.2 | 6.06 | 0.05 | 0.96 |  | 0.3 | 0.24 | 0.12 |  | 3.46 | 1.12 |  | 0.32 |  | 0.06 | 0.12 |  |  | 0.73 |  | 0.52 | 0.14 | 0.54 | 0.84 | 0.93 | 0.8 |  | 12.92 | 0.22 |  |  |  |  | 1.32 | 8.49 | 0.91 | 1.06 | 0.2 | 0.19 | 0.05 | 0.02 |  | 4.82 | 2.4 |  |  |  |  | 3.64 | 16.34 | [7 empty] | 1.3 | 0.12 |  |  |  | 2.64 | 2.22 | 0.37244 | 0.09 | 0.09 | 0.08 | 0.08 | 0.08 | 0.08 | 0.08 | 0.08 | 0.08 | 0.08 | 0.08 | 0.08 | 0.09 | 0.09 | [11 empty] | 0.25 | 0.26 |  |  |  | 0.64 | 0.64 | 0.16 | 0.32 | 0.48 | 0.16 | [18 empty] | 0.96 | 0.43 | [6 empty] | 0.02 | 0.04 |  | 0.11 |  | 0.81634 |  | 0.06 | [17 empty] | 0.04 | [31 empty] | 0.1 | 0.06 | 0.01 | [32 empty] | 4.56 |  |  | 0.52 | 0.19 | 0.18 | 0.08 |  |  | 0.06 |  | 0.08 |  | 0.69 | 0.92 | 1.29 | 0.18 | 0.05 | 0.11 | 0.54 | 0.29 | 0.21 | 0.3 | 0.2 | 0.3 | 0.12 | 0.12 | 0.18 | 0.18 | 0.9 | 0.09 | 0.29 | 0.17 | 0.12 | 0.14 | 0.18 | 0.53 | 0.08 | 0.16 | 0.28 | 1.9 | 2.5 | 0.6 | 0.26 | 0.11 | 0.09 | 0.12 | 0.38 | 0.46 | 0.11 |  | 0.14 | 0.08 | 110.17 | 0.64 |  | 1.94 |  | 1.36 |  | 1.83 | 1.53 | 0.58 | 0.52 | 0.34 | 1.7 | 0.065 |  | 0.09 | 0.05 |  |  |  |  | 1.14 | 0.02 | 0.54 | 0.18 | 3.8 | 1.12 | 0.68 | 0.68 |  | 0.14 | 0.08 | 0.1 | 0.24 | 0.09 | 0.39 | 0.44 | 0.11 | 0.76 |  |  |  | 0.17 | 0.6 | 0.9 |  | 0.26 | 0.28 | [5 empty] | 1 | 0.48 | 0.48 | 2.68 | 4.64 | 0.6 | 2.2 | 0.44 | 0.98 | 0.54 | 0.8 | 0.93 | 0.68 |  |  | 0.02 | 0.03 |  | 0.56 | 1.4 | 1.62 | 2.16 | 2.7 | 4.32 | 0.72 | 1.92 | 1.28 | 0.67 | 2.75 | 2.04 | 0.51 | 1.67 | 0.89 | 1.79 | 0.18 | 1.41 | 0.46 | 0.46 | 0.46 | 1.5 | 1.11 | 2.9 | 0.33 | 0.84 | 0.82 | 0.46 | 0.36 | 0.36 | 0.44 | 1.6 | 0.89 | 0.19 | 0.22 | 0.1 | 0.13 | 0.38 | 1.27 | 0.14 | 0.57 | 0.34 |  | 0.64 | 0.06 | 0.72 |  | 0.52033 | 0.28 | 0.24 | 1.85 | 1.23 | 0.8 | 0.82 | 0.16 | 1.08 | 1.48 | 1.18 | 1.37 | 0.61 | 0.54 | 0.09 | 0.26 | 0.78 | 0.1 | 1.36 | 0.12 | 0.09 | 1.14 | 0.61 | 1.45 | 0.14 | 0.42 | 0.04 | 0.08 | 0.42 | 0.7 | 0.36 | 0.56 | 0.53029 | 0.7875 | 1.728 | 0.864 | 0.6675 | 0.702 | 0.702 | 0.8865 |  |  | 0.068685 | 0.285 | 0.765 | 0.255 | 1.9308 | 0.894 | 0.6705 | 0.702 | 0.702 | 0.8865 |  |  | 0.068685 | 0.2997 | 0.531 | 0.2655 | 0.651 | 0.675 | 0.747 | 1.629 | 0.8865 | 0.475 | 2.034 | 4.128 |  |  | 0.068685 | 0.7875 | 0.2625 | 0.7 | 0.8464 | [5 empty] | 2.5375 | 1.595 | 2.9 | 1.56 | 1.575 | 1.04 | 1.596 |  |  |  | 90.81 | 4.24 | 3.28 | 1.96 | 0.52 | 0.52 |  |  |  | 13.31 | 1.41 | 10.36 | 0.76 | 0.35 |  |  | 0.12 | 0.18 | 0.27 | 0.24 |  | 14.46 | 0.44 | 1.88 | 0.16 | 1.6 | 0.24 | 0.32 |  | 1.88 | 0.44 | 0.24 | 0.28 | 1.9 | 1.9 | 1.9 | 0.18 | 0.36 | 0.22 | 0.1 | 0.18 | 0.13 |  |  |  | 0.48 | 0.06 | 0.03 | 0.18 |  |  | 2.41 |  | 25.2 | 2 | 1.52 | 2.4 | 3.41 | 1.4791 | 3 | 0.38 | 1.4 | 1.13 |  | 2 | 1.55 | 0.18 |  |  |  |  | 8.25 | 3.2 | 1.1 | 3.11 | 0.52 | 0.16 | 0.16 | 0.12 | 0.12 | 0.39 | 2.55 | 0.38 | 0.08 | 0.24 | 0.2 | 0.08 | 0.06 | 1.53 | 0.18 | 0.4 | 2 | 0.72 | 0.36 | 0.24 | 0.49 | 0.14 | 0.33 | 1.32 | 0.96 | 0.38 |  |  | 0.28 | 0.84 | 0.54 | 0.36 |  |  |  | 10.96 | 0.52 |  | 23.4 | 1.75 | 5.32 |  | 1.56 |  | 0.35 |  |  | 1.14 | 1.16 |  | 1.69 | 0.03 | [9 empty] | 5.09 | 1.55 | 0.36 | 0.96 | 0.59 | 1.28 |  |  | 0.36 | 1.44 | 0.32 | 0.21 | 2.79 | 1.5 | 0.08 | 0.22 | 0.37 | 0.02 | 0.28 |  | 0.72 | [10 empty] | 3.24 | 0.09 | [9 empty] | 1.53 | 0.85 | 0.16 | 0.28 | 3.7 | 2.1 | 3.95 | 2.66 | 3.38 | 0.4 | 0.6 | 0.2 | [6 empty] | 0.25 |  | 0.25 |  |  | 1.8 | 2.9 | 2.4 | 0.6 | 1.06 | 0.96 | 0.28 | 18.77 | 5.01 | 10.4 | 1.4 | 0.7 | 2.16 | 2.4 | 1.7 | 2.04 | 0.22 | [5 empty] | 0.4 | 0.09 | 0.16 | 5.16 | 0.41 | 1.36 | 0.5 | 1.24 | [8 empty] | 0.08 | 0.04 | 0.04 | [7 empty] | 14.19 | 0.06 |  |  | 1.04 | 0.73 | 4.8 | 1.14 |  | 0.44 | 0.16 | 0.06 | 0.06 | 0.15 | 1.07 | 0.35 | [9 empty] | 0.08 |  |  | 1.68 |  | 0.16 | 0.24 | 0.16 | 0.6 | 0.26 |  |  | 4.23 | 3.06 | 0.34 | 0.15 |  |  | 2.7 | [15 empty] | 0.1 | 0.1 | 0.02 | 0.08 | 0.04 | 0.04 |  | 0.16 | 0.08 | 0.02 | 0.02 | 0.02 | 0.08 | 0.05 | 0.05 | 2.88 | 0.72 | 1.4 | 0.28 |  | 0.88 | 0.38 | 0.16 | 0.36 | 0.06 | 0.04 | 4.68 | 0.33 | 0.08 | 0.07 | 0.21 | 0.06 | [6 empty] | 1.2 | 0.5 | 0.36 | 0.08 | 3.16 |  |  |  | 0.44 |  | 1.25 | 0.67 | 0.16 | 0.04 | 0.12 | 0.32 | 0.14 | 0.08 | 0.14 | 0.14 |  | 0.16 | 0.01 | 0.04 | 0.02 | 0.12 | 0.01 | 0.01 | 0.01 | 0.06 | 0.04 | 0.09 |  |  |  |  | 1.14 | 0.04 | 0.04 | 0.08 |  | 0.02 | 0.08 | 0.02 | 0.02 | 0.14 | 0.03 | 0.09 | 0.08 | 0.02 | 0.18 | 0.16 | 0.04 | 0.04 |  | 0.18 | 0.03 | 0.18 | 0.01 | 0.01 | 0.13 |  | 0.63 | 1.2 | [12 empty] | 1.41 | 1.26 | 0.6 | 1.73 | 0.15 | 0.97 | 0.07 | 0.58 | 0.1 | 0.84 | 2.3 | 1.68 | 3.36 |  |  |  |  | 0.18 | 0.2 | 0.18 | 0.18 | 0.01 | 0.04 | 0.02 | 0.01 | 0.02 | 0.05 | 0.07 | 0.1 | 1.02 | 0.06 |  |  |  | 0.16 | 0.48 |  |  |  | 2.51 |  |  |  |  | 0.56 | 1.74 | 1.52 | 3.2 | 0.58 | 0.22 | 0.15 | 0.06 | 0.02 | 0.03 | [11 empty] | 0.08 | 0.19 | 0.2 | 0.2 | 0.08 | 0.16 | 0.16 | 0.02 | 0.02 | 0.02 | 0.02 | [9 empty] | 0.06 | 0.08 | 0.1 | 0.05 | 0.05 | 0.03 |  |  |  | 0.32 | 0.44 | 0.04 |  | 0.64 |  |  | 2.3894 | 2.3894 | 2.3894 | 2.3894 | 2.3894 | 2.3894 | 2.3894 | 2.3894 | 0.20498 | 0.20498 | 0.32011 | 0.32011 | 1.2239 | 0.7668 | 1.071 | 0.23625 | 0.07875 | 0.36 | 1.0586 | 0.8 | 1.47 | 0.2625 | 0.0567 | 0.1575 | 0.1575 | 0.1575 | 0.13125 | [8 empty] | 0.86462 | 0.87 | 13.4916 | 13.4916 | 13.4916 | 13.4916 | 13.4916 | 13.4916 | 13.4916 | 13.4916 | 13.4916 | 0.74808 | 0.74808 | 1.8 | 0.24 | 1.08 | 0.07875 | 0.23625 | 1.6946 | 4.0136 | 0.354 | 2.592 | 2.376 | 1.08 | 4.32 | 0.216 | 0.144 | 0.08 | 0.048 | 0.048 | 0.23398 | [8 empty] | 1.5529 | 0.58 | 38.44 |  |  | 0.3888 |  |  | 0.5 | 0.5 |  | 0.5 | 0.28 | 0.58406 | 0.34938 | 0.50654 | 0.43622 | 0.45934 | 0.14778 | 0.09 | 1.96 | 1.6875 | 0.9375 |  | 0.6116 | [11 empty] | 0.6 | 0.2 | 0.4 | 0.2 | 0.2 | 2.29 |  |  |  |  | 0.12 | [6 empty] | 0.4576 | 0.5334 | 0.35104 | 0.50336 | 0.45664 | 3.99 | 0.16 | 1.332 | 0.5625 | 0.1125 | 0.45 | 0.2 | 2.16 | [5 empty] | 0.048 | 0.78976 | 2.541 | 2.233 | 1.08 | 0.54972 | [9 empty] | 0.5265 |  | 0.03 |  | 0.09 | 0.1134 | 0.5625 | 0.5625 | 0.072 | 0.76 | 0.63 | 0.5 |  | 40.095 | 4.1922 | 6.0648 | 15.1164 | 1.2796 | 1.5863 | 0.68033 | 0.90416 | [5 empty] | 3.2071 | 0.06 |  | 1.296 |  | 2.0672 | 1.1635 | 0.84 | 0.42 | 0.18 | 0.42 | 0.1575 | 0.035 | [9 empty] | 0.54 | [5 empty] | 8.4 | 2.28 | 0.32 | 0.32 | 0.36 | 0.06 | 0.08 | 0.08 | 0.06 |  |  |  |  | 0.09 | 0.05 | 0.18 | 0.03 |  |  | 0.8 | 2.72 | 0.28 | 0.07 |  | 0.09 | 0.06 |  |  | 0.09 | 0.03 |  |  |  | 0.01 | 0.04 |  |  |  | 0.3 |  | 0.27 | 0.12 | 1.08 | 0.39 | 0.45 |  |  | 2.28 | 0.29 | 0.45 |  |  |  |  | 0.07 | 0.55 | 0.25 | 0.35 | 0.93 | 0.44 | 0.74 | 2.02 | 0.9 | 0.05 | 0.03 | [10 empty] | 1.82 |  |  |  |  | 0.12493 | 0.07 | 0.55 | 0.25 | 0.35 | 0.93 | 0.44 | 0.74 | 6.74 | 0.9 | 0.05 | 0.03 | [10 empty] | 1.82 | [6 empty] | 2.56 |  |  |  | 0.36 | 0.06 | 0.12 | 0.03 | 8 | 0.32 | 1.02 | 1.24 | 0.7 | 0.36 | 0.12 | 0.19 | 0.2 | 4.8 | 0.16 | 0.02 |  |  |  |  | 0.3 | 1 | 2.9 | 0.6 | 0.69 |  |  |  | 0.48 | 0.06 | 0.36 | 0.06 |  | 2.16 | 1.4 | 0.08 | 0.7 | 0.56 |  | 0.62 | 0.98 |  | 0.6 | 0.42
CIEQR2A02B01C01 | Reinforcing Bar Installation - Construction only; Pedestal |  | Ton | [7 empty] | 1.14 | 1.14 | 1.23 | 1.23 | 1.23 | 0.64 | 0.64 | [6 empty] | 2.44 | 2.44 | 2.44 | 0.78 |  |  |  | 0.18 | [13 empty] | 0.32 | 0.08 | 2.59 | 0.24 | [7 empty] | 0.46 | 0.46 |  |  |  | 0.24 | 0.24 | 0.24 | [43 empty] | 1.92 | 0.15 | 0.16 | 0.1 | 0.2 | 0.42 |  |  | 0.95 | 0.09 | 1.04 | 0.26 | 0.26 | 1.04 | 0.26 | 0.26 | 1.3 | 0.52 | 0.14 | 0.01 | 0.78 | 0.78 | 0.2 | 0.19 | 0.52 | 1.65 | 0.84 | 0.28 | 0.44 | 0.28 | 0.56 | 0.3 | 0.3 | 0.31 | 0.3 | 0.35 | 0.23 | 1.1 | 0.46 | 0.38 | 0.15 | 0.15 | 0.4 | 0.26 | 0.33 | 0.28 | 0.14 | 0.17 | 0.17 | 0.33 | 0.33 | 0.26 | 0.33 | 0.32 | 0.31 | 0.5 | 0.37 | 0.35 | 0.5 | 0.08 | 0.48 | 0.26 | 0.25 | 0.12 | 0.23 | 0.25 | 0.17 | 0.74 | 0.24 | 0.19 | 0.6 | 0.2 | 0.2 | 0.32 | 0.2 | 0.18 | 0.27 | 0.33 | 0.21 | 0.21 | 0.21 | 0.1 | 0.18 | 0.12 | 0.29 | 0.14 | 0.28 | 0.14 | 0.14 | 0.26 | 2.24 |  |  |  | 4.1 | 4.1 | 4.1 | 4.1 | 0.24 | 2.79 | [7 empty] | 0.54 |  | 5.16 |  |  | 0.72 | [6 empty] | 0.06 | [60 empty] | 1.5 |  |  | 0.36 |  |  |  |  | 0.24 | 0.24 | 0.24 | 0.24 | [10 empty] | 0.18 | 0.06 | [23 empty] | 0.06 | 0.06 | 0.06 | 0.24 | [56 empty] | 0.44 | 3.51 |  | 1.51 |  | 3.21 |  |  |  | 1 | 1 | 0.42 | 0.76 |  | 2.2 | [10 empty] | 0.02 |  |  | 0.03 | [147 empty] | 1 | 0.56 | 1.6 | 2.24 | 0.58 | 0.7 | 0.19 | 1.55 | 0.31 | 2.04 | 0.96 | 0.21 |  |  |  |  | 0.5 | 0.5 | 0.4 | 0.19 | 0.38 | 0.38 | 1.9 | 3.96 | 2.87 | 0.2 | 1.9 | 1.27 | 1.27 | 3.65 |  |  |  |  | 5.8 | 9.68 |  |  |  | 10.43 |  | 2.2 | 0.44 | 0.04 |  | 0.4 | 1.53 | 0.72 | 0.04 | 0.09 | 0.17 | 0.08 | 0.96 |  | 0.05 |  |  | 0.16 | 0.16 | 0.16 | [6 empty] | 0.03 | 0.06 |  |  |  |  | 0.56 | 0.28 | 0.36 | 0.84 | 0.62 | 0.4 | [9 empty] | 1.33 | 1.48 | 0.37 | 0.56 | 0.04 | [9 empty] | 41.08 | 1.6 | 1.32 | 1.04 | 1.12 | 1.12 |  |  | 0.17 | [7 empty] | 0.23 | 0.23 | 0.07 | 0.07 | 0.07 | 0.07 | 0.07 | 0.07 | 0.21 | 0.21 | 0.21 | 0.21 | 0.18 | 0.18 | 0.05 | 0.05 | 0.05 | 0.05 | 0.02 | 0.13 | 0.13 | 0.06 | 0.06 | 0.04 | 0.04 | 0.06 | 0.06 |  |  |  | 0.32 | 0.12 | 0.07 | 0.12 | 0.24 | 0.1 | [26 empty] | 0.01 | 0.02 |  | 0.02 |  |  |  | 0.03 | [17 empty] | 0.04 | [31 empty] | 0.02 | 0.02 | 0.01 | [32 empty] | 0.88 | 1.28 | 1.16 | 0.48 | 0.11 | 0.06 | 0.04 | 0.1 | [16 empty] | 0.1 | 0.08 | 0.04 | 0.06 | 0.06 | 0.4 | [7 empty] | 0.1 | 0.16 | 0.21 | 0.4 | 1.3 | 0.26 | [9 empty] | 0.03 | 202.81 | 0.7 |  | 1.42 |  | 1.92 |  | 0.51 | 0.45 | 0.28 |  |  | 1.45 | 0.1 |  | 0.5 | 0.07 |  |  | 0.08 | 0.1 | 0.06 |  | 0.24 | 0.08 | 0.8 | 0.4 | 0.2 | 0.2 |  |  | 0.03 | [6 empty] | 0.28 | [8 empty] | 0.16 | [6 empty] | 0.32 | 0.44 | 0.26 | 0.56 | 0.83 | 1.64 | [11 empty] | 0.18 | 1.8 | 0.24 | 1.92 | 1.75 | 4.8 | 0.35 | 0.16 | 0.58 | 0.71 | [33 empty] | 0.28 |  | 0.42 | [8 empty] | 0.14 | 0.78 | 0.78 |  |  | 0.39 | 0.39 | 0.36 | 0.16 | 0.22 |  | 0.44 |  |  | 0.28 | 0.28 | 0.28 | [8 empty] | 0.06264 | 0.216 | 0.4032 | 0.2744 | 0.1995 | 0.252 | 0.252 | 0.252 |  | 0.0025 | 0.033413 | 0.072 | 0.216 | 0.07 | 0.396 | 0.196 | 0.1995 | 0.252 | 0.252 | 0.252 |  | 0.0025 | 0.033413 | 0.144 | 0.144 | 0.07 | 0.14 | 0.17325 | 0.1995 | 0.49 | 0.245 | 0.2592 | 0.2052 | 0.4104 |  | 0.082681 | 0.033413 | 0.432 | 0.144 | 0.2736 | 0.3672 |  |  |  |  | 0.012025 | 1.4976 | 1.536 | 2.304 | 0.2944 | 0.3136 | 0.3136 | 0.3008 |  |  |  | 364.75 |  |  |  | 0.24 | 0.4 | 0.4 |  |  | 21.74 | 0.3 | 0.76 | 0.32 | 0.3 | 0.15 | [6 empty] | 38.62 | 0.26 | 0.52 | 0.04 |  |  |  |  | 0.52 | 0.26 |  |  | 0.4 | 0.32 | 0.28 | 0.08 | 0.16 |  |  | 0.06 |  |  |  |  | 0.44 | 0.02 | 0.02 |  | 0.1 | 0.04 |  | 6.87 |  | 0.72 | 0.52 | 1.3 |  |  | 1.08 | 0.13 | 0.25 | 0.25 |  | 0.52 | 0.65 | 0.28 |  |  |  |  | 0.9 | 0.5 | 0.25 | 0.23 | 0.2 | 0.12 | 0.15 | 0.04 | 0.05 | 0.07 |  | 0.06 | 0.04 | 0.08 | 0.1 | 0.04 | 0.07 | 0.24 |  | 0.15 | 0.6 | 0.15 | 0.12 | 0.1 | 0.04 | [7 empty] | 0.14 | 0.42 |  | 0.36 |  |  |  | 11.1 | 0.92 |  | 10 | 2.61 | 2.28 | 0.42 | 0.78 | 0.18 | 0.15 | 0.04 | 0.12 | [14 empty] | 7.08 | 1.03 | 0.12 | 0.24 | 0.08 | 0.48 | 5.3 | 4.98 | 0.28 | 0.48 | 0.56 | 0.16 | 0.33 | 0.34 | 0.2 | 0.22 | 0.39 | 0.01 | 0.16 | 0.2 |  | 0.44 | 0.35 | 0.08 |  | 0.23 | 0.3 | 0.06 | 0.2 | 0.01 | [12 empty] | 1.31 | 0.73 | 0.07 |  | 0.9 | 1.3 | 0.85 | 1.26 | 1.74 | 1.22 | 0.57 | 0.63 | [11 empty] | 2.94 | 3.15 | 0.48 | 0.32 | 0.32 | 0.32 | 0.14 | 33.78 | 11.43 | 17.55 | 1.33 | [11 empty] | 0.34 | 0.08 | 0.08 | 7.74 | 0.1 |  | 0.02 | 1.82 |  | 0.04 | 0.08 | 0.03 |  | 0.16 | 0.08 |  |  | 0.02 | [8 empty] | 5.54 |  | 32.68 | 4.38 | 0.4 | 0.06 | 0.42 | 0.18 | 0.5 |  |  | 0.02 | 0.02 |  | 0.04 | 0.02 | 0.15 |  | 0.07 | 0.08 | 0.04 | 0.15 | [6 empty] | 1.44 | [6 empty] | 6.22 | 3.64 | 0.21 | 0.24 | 0.03 | 0.07 | [20 empty] | 0.01 |  |  |  |  | 0.08 | 0.04 | 0.01 | 0.01 | 0.01 |  |  |  | 0.36 | 0.09 | 0.06 | 0.18 | 3.3 |  |  |  | 0.08 | 0.02 | 0.02 | [9 empty] | 0.27 |  |  | 0.41 | 0.48 | 0.36 | 0.05 | 1.83 | [5 empty] | 1.78 | 0.59 | [6 empty] | 0.07 |  |  | 0.08 | 0.01 |  | 0.01 | 0.06 | 0.01 | 0.01 | 0.01 | [7 empty] | 1.62 |  | 0.02 |  |  | 0.02 |  |  |  | 0.07 | 0.03 |  |  |  |  | 0.08 |  |  |  | 0.09 | 0.03 | 0.04 | 0.02 | 0.01 |  |  | 0.09 | 0.48 | [12 empty] | 0.84 | 0.25 | 0.25 | 0.62 | 0.15 | 0.25 | 0.07 | 0.25 | 0.14 | 0.37 | 0.24 | 0.38 | 0.88 | 0.48 | 0.02 |  |  | 0.06 | 0.28 | 0.2 | 0.26 | 0.01 | 0.02 | 0.01 | 0.01 | 0.01 |  |  |  | 0.48 |  |  | 1.42 |  | 0.05 | 0.24 | 16.26 | 4.06 |  | 4.6 |  |  |  |  | 0.32 | 0.82 | 0.84 | 1.12 | 0.28 | 0.01 |  |  | 0.01 |  |  | 0.04 | 0.98 | 0.01 |  |  |  | 0.02 | 0.01 | 0.02 | 0.03 | 0.12 | 0.55 | 0.46 | 0.5 | 0.18 | 0.38 | 0.24 | 0.01 | 0.01 | 0.01 | 0.01 | [9 empty] | 0.12 | 0.06 | 0.06 | 0.03 | 0.06 | 0.02 |  |  |  | 0.32 | 0.26 | 0.04 | 3.77 |  | 1 | 1 | 1.3218 | 1.3218 | 1.3218 | 1.3218 | 1.3218 | 1.3218 | 1.3218 | 1.3218 |  |  |  |  | 0.41328 | 0.0972 | 0.13284 | 0.0635 | 0.03175 | 0.08118 | 0.24 | 0.132 | 0.39285 | 0.16096 | 0.12168 | 0.063692 | 0.03645 | 0.063692 | 0.039285 | [8 empty] | 1.0401 | 2.55 | 5.0964 | 4.6016 | 4.1068 | 4.1068 | 4.1068 | 4.1068 | 4.1068 | 4.1068 | 4.1068 |  |  | 0.207 | 0.05425 | 0.16647 | 0.058 | 0.116 | 0.76272 | 0.22022 | 0.20147 | 0.31488 | 0.28864 | 0.318 | 0.48675 | 0.02624 | 0.10692 | [12 empty] | 2.6556 | 3.02 | 37.76 | 1.86 | 1.11 | 0.1458 | 0.78 | 0.78 | 0.272 | 0.272 | 1.19 | 0.27 | 0.16406 | [7 empty] | 0.12 | 0.324 | 0.18 |  | 0.99715 | [11 empty] | 0.13176 | 0.06192 | 0.08784 | 0.07992 | 0.08892 | [5 empty] | 0.096 |  | 0.0054 | 1.37 | 1.35 | 1.35 | 1.35 | [5 empty] | 0.6804 | 0.09 | 0.391 | 0.27 | 0.0735 | 0.054 | 0.0735 | 0.4508 | [5 empty] | 0.018188 | 0.75905 | 0.24108 | 0.24108 | [11 empty] | 0.1675 | 1.3928 | 0.0175 |  | 0.072 | 0.04925 | 0.0935 | 0.1185 | 0.1312 |  |  |  |  | 4.3656 | 0.36563 | 1.52 | 0.89856 | [9 empty] | 4.977 | 0.02856 |  | 0.57888 | 3.43 | 1.6922 |  | 0.685 | 0.4795 | 0.183 | 0.427 | 0.08591 | 0.041443 |  | 0.14775 | [10 empty] | 0.89 | 1.02 | 0.76 | 0.4 | 0.24 | 0.06 | 0.06 | 0.18 | 0.03 | 0.06 | 0.05 | 0.03 |  |  |  |  | 0.07 | 0.03 |  | 0.02 |  |  | 0.16 | 1.08 | 0.08 | 0.03 |  | 0.16 | 0.06 |  |  | 0.16 | 0.03 | 0.02 | 0.02 | 0.01 | [5 empty] | 0.15 |  | 0.09 | 0.07 | 1.08 | 0.27 |  |  |  | 0.48 | 0.06 |  |  |  | 4.42 | 1.38 | 0.06 | 0.22 | 0.07 | 0.22 | 0.31 | 0.22 | 0.24 | 0.95 | 0.42 | 0.06 | 0.02 | [10 empty] | 2.68 |  |  | 2.78 | 4.44 |  | 0.06 | 0.22 | 0.07 | 0.22 | 0.31 | 0.22 | 0.24 | 1.9 | 0.42 | 0.06 | 0.02 | [10 empty] | 2.68 |  |  |  | 0.85 | 1.13 | [5 empty] | 0.28 | 0.12 | 0.14 | 0.02 | 0.03 | 0.09 | 0.17 | 1.12 | 0.4 | 0.14 | 0.08 | 0.14 | 1.27 | 8.1 | 1.08 | 0.02 | 11.24 |  |  |  |  | 0.2 |  | 0.48 | 8.76 |  |  |  | 0.12 | 0.18 | 0.54 | 0.18 |  | 0.26 | 0.8 | 0.49 | 0.4 | 0.32 |  | 0.18 | 0.56 | 0.85 |  | 0.24
CIEQR2A04B01C01 | Reinforcing Bar Installation - Construction only; Wall |  | Ton | [1325 empty] | 0.34 | [624 empty] | 5
CIEQR2A05B01C01 | Reinforcing Bar Installation - Construction only; Slab w/ Beam & Girder |  | Ton | [1148 empty] | 176.85 | [546 empty] | 0.98
CIEQR2A06B01C01 | Reinforcing Bar Installation - Construction only; Mass Foundation (Larger than 200m3 for only Foundation & Footing) |  | Ton | [1148 empty] | 422.18
CIEQR2A07B01C01 | Reinforcing Bar Installation - Construction only; Manhole & Catch Basin |  | Ton | [204 empty] | 7.35 | [38 empty] | 11.5 |  | 11.5 | [951 empty] | 0.81 | [26 empty] | 1.14 | 1.3 | [40 empty] | 1.17 | [74 empty] | 0.35 | [25 empty] | 0.76
CIEQR2A08B01C01 | Reinforcing Bar Installation - Construction only; Ditch & Canal |  | Ton | [1198 empty] | 2.67 | [9 empty] | 1.09 | [17 empty] | 5.76 | 10.07 | [39 empty] | 6.63 | [74 empty] | 0.34 | [25 empty] | 2.3 | 0.76 | [451 empty] | 3.18 | 2.98
CIEQR2A10B01C01 | Reinforcing Bar Installation - Construction only; Others (Local Support & Misc. Foundation) |  | Ton | [221 empty] | 0.06 |  | 0.03 | [17 empty] | 0.15 | [19 empty] | 0.15 | [15 empty] | 0.15 | [35 empty] | 0.01 | [11 empty] | 0.06 | 0.06 | [16 empty] | 0.52 | [69 empty] | 0.18 | 0.14 |  | 0.68 | 0.04 |  | 0.04 | 0.01 | 0.01 | 0.09 | 0.03 | 0.58 | 0.4 | 0.54 | 0.3 | 0.04 | 0.01 | 0.02 | 0.05 | 0.03 | 0.06 | 0.02 | [161 empty] | 0.6 | [5 empty] | 2.2 | [26 empty] | 0.11 |  | 0.1 |  |  | 0.63 | 0.12 |  | 1.12 | [9 empty] | 0.22 | 0.27 | 0.03 | 0.06 | [198 empty] | 0.37
CIEQFAA01B01C01 | False Work; Scaffolding Work; 1.5 m < H ≤ 10 m |  | m2 | [20 empty] | 46.8 | 46.8 | 46.8 | 32 |  | 22.8 | 22.8 | [14 empty] | 136 | 34 | 112.81 | 144 |  | 88 | 88 | 170 | 132 | [7 empty] | 96 | 96 | 96 | [16 empty] | 203.52 | [34 empty] | 201.65 | 20.17 | 168.72 | 42.18 | 76.96 | 168.72 | 42.18 | 76.96 | 210.9 | 84.36 | 36.38 |  | 126.54 | 126.54 | 40.7 | 37.4 | 153.92 | 330 | 249.6 | 83.2 | 88 | 83.2 | 91.2 | 49.02 | 89.44 | 89.44 | 89.44 | 101.92 | 47.3 | 220 | 94.6 |  |  |  | 81.4 | 51.7 | 97.76 | 83.2 | 41.6 | 34.1 | 34.1 | 53.58 | 97.76 | 51.7 | 53.58 | 93.6 | 51.3 | 145.6 | 42.7 | 40.26 | 57.34 | 24.44 | 79.8 |  | 72.8 | 36.4 |  | 72.8 |  | 120.84 | 39.9 |  |  |  |  | 93.6 |  |  | 44.46 | 53.58 | 35.34 |  |  |  |  | 34.65 | 85.28 | 38.85 | 79.8 | 40.95 | 40.95 | 42.18 | 82.11 | [7 empty] | 96 |  |  | 323.84 | 849.84 | 837.6 | 849.84 | 2228.88 |  | 323.04 | [32 empty] | 452.64 |  | 452.64 | [37 empty] | 432.65 | [7 empty] | 69.89 | 69.89 | 69.89 | 69.89 | 33 | [105 empty] | 88 | 57.24 |  | 183.12 | [161 empty] | 232.2 | 96.32 | 371.52 | 399.04 | 103.04 | 202.18 | 40.33 | 530.4 | 106.08 | 599.04 | 330.48 | [5 empty] | 176.5 | 176.5 | 141.2 |  |  |  | 59.38 | 114.51 | 89.72 | 29.66 | 59.38 | 39.58 | 39.58 | [5 empty] | 180.64 | 301.59 |  |  |  | 1069.5 |  | 440 | 88 |  |  | 141.2 | 588.2 | 276.8 | 17.3 | 34.6 | 69.2 | 34.6 | 388.8 |  | 33.22 |  |  | 63.2 | 63.2 | 63.2 | [12 empty] | 190.12 | 95.06 |  |  |  | 81.4 | [9 empty] | 287.28 | 328.32 | 82.08 | 49.02 | [10 empty] | 1780 | 90.82 | 75.27 | 59.3 | 63.86 | 63.61 | [45 empty] | 32.64 | [118 empty] | 270.4 | 172.28 | 153.4 | 157.08 |  | 30.38 |  | 33.15 | [5 empty] | 28 | 30.28 | 33.95 | [21 empty] | 32.24 |  | 61.36 | 116.48 | 374.4 | 74.88 | [10 empty] | 1433.8 | 283.2 |  | 566.4 |  | 766.4 |  | 101.2 | 55.2 | 55 | [9 empty] | 34.3 | 36.7 |  |  |  |  | 232.96 | 122.72 | 61.36 | 60.32 | [9 empty] | 83.2 | [15 empty] | 58.24 | 173 | 47.04 | 98.56 | 184.68 | 365.04 | [11 empty] | 54.08 |  | 76.44 |  |  |  |  | 50.96 | [35 empty] | 81.12 |  | 171 |  |  |  |  | 242 | 153.45 | 166.95 | 102.3 | 40.04 | 89.06 | 89.06 | 33.12 | 34.56 | 44.53 | 44.53 | 39.83 | 76.44 | 67.6 | 33.15 | 135.2 | 33.8 | 32.83 | 81.12 | 81.12 | 81.12 | 40.56 | 47.58 | [8 empty] | 118.56 | 61.56 | 60.32 | 73.84 | 73.84 | 73.84 | [6 empty] | 116.48 | 59.28 | 60.32 | 73.84 | 73.84 | 73.84 |  |  |  | 42.64 |  |  |  | 56.56 | 60.32 | 147.68 | 73.84 | 75.92 | 60.32 | 120.64 |  |  |  | 127.92 | 42.64 | 81.12 | 108.16 | [5 empty] | 168.48 | 172.8 | 332.8 | 52.64 | 56 | 56 | 53.76 |  |  |  |  | 295.04 | 189.96 | 170.3 | [5 empty] | 768.35 | 87.36 | 232.96 | 184.32 | [8 empty] | 792.24 | 73.84 | 147.68 | [5 empty] | 147.68 | 73.84 |  |  | 120.64 | 97.76 | 85.28 | [9 empty] | 131.04 | [6 empty] | 3281.09 | 98 | 120.84 | 112.32 | 280.8 |  |  | 181.26 | 28.08 | 56.16 | 56.16 |  | 114.48 | 145.8 | 60.48 | [7 empty] | 72.1 | 63.24 | 18.14 | 19.07 | 15.5 | 15.81 |  | 44.8 |  |  | 32 | 40.6 | 16 | 28.3 |  | 256.68 |  |  |  |  | 31.62 |  |  |  |  | 58.46 |  | 82.08 | [11 empty] | 1428 | 58.6 |  | 163.1 | [5 empty] | 64.08 | 55.94 |  |  |  |  | 95.48 | 110.88 |  | 455.33 | [6 empty] | 48 | 96 |  | 145.6 | 146.06 | 136.98 | 81.12 | 137.28 | 162.24 | 46.8 |  | 99.84 | 57.2 | 64.48 | 112.32 |  | 68.6 | [15 empty] | 91.2 | [11 empty] | 141.35 | 199.5 | 138.5 | 205.87 | 206.4 | 192.2 | 91.65 | 96.1 | [11 empty] | 584.1 | 498.75 | 94.05 | 66 | 66 | 66 | 57.4 | 866.16 | 439.77 | 675 | 571.41 | [11 empty] | 89.88 | 38.81 | 38.8 | 297.82 | 40 |  |  | 93.5 | [14 empty] | 27.36 | [5 empty] | 753.98 | 211.5 | 146.88 | 16.43 |  |  | 24.7 | [13 empty] | 59.28 | [9 empty] | 38.96 |  |  | 224.42 | 140.72 |  |  |  | 29.76 | [32 empty] | 18.2 | 127.44 | 31.86 |  |  | 129.3 |  |  |  | 86.4 | 20.35 | 20.35 | [12 empty] | 38.88 | 71 | 117 | [26 empty] | 18.83 | [27 empty] | 34.56 | 15.84 |  | 45.86 | [16 empty] | 46.44 | 46.44 | 87.08 |  | 46.44 | 25.38 | 46.44 | 50.76 | 52.25 | 44.28 | 71.28 | 168.48 | [21 empty] | 17.28 | 144 | 650.34 | 133.52 | [6 empty] | 192 | 151 | 152.88 | 211.68 | 96 | [19 empty] | 40.84 |  | 39.04 | [26 empty] | 155.44 | 50.12 | 41.78 | 41.78 | [8 empty] | 22.0968 | 22.0968 | 25.6342 | 25.6342 | 106.212 |  |  |  |  | 33.4 | 97.8 |  |  |  | 35.776 | [13 empty] | 196.42 | 228.7079 | 206.7168 | 184.7256 | 184.7256 | 184.7256 | 184.7256 | 184.7256 | 184.7256 | 184.7256 | 33.3064 | 33.3064 | 84 | 22 | 42.4 | 23.5 | 47 | 195.04 | 37.74 | 68.85 |  |  | 129 | 36 | [15 empty] | 232.74 | 1741.92 | 64.51 | 38.71 |  | 35.81 | 35.81 |  |  | 54.17 | [7 empty] | 36.1152 | 17.136 | [17 empty] | 18.2 |  | 23.4 | 26 | 34.31 |  |  |  |  | 58.752 |  |  | 47.15 | 46.61 | 46.61 | 46.61 |  |  |  | 42.3192 |  |  | 26.52 | 48.88 | 80.6 | 16.74 | 16.12 | 16.74 | 101.52 | [25 empty] | 19.95 | 37.9 | 47.9 |  | 27.04 | 25.76 | [6 empty] | 57.933 | 71.592 | 30.772 | 40.7415 | [9 empty] | 117.65 | 57.3027 | 62.928 | [18 empty] | 39.75 | 45.48 | 34.02 | 175 | 105 |  |  |  | 14.99 | 30.38 | [9 empty] | 18.4 |  |  | 68 | [22 empty] | 316.16 | 79.04 | [8 empty] | 169.69 | 64.77 | 25.5 | 64.9 | 26.5 | 62.82 | 69.55 | 62.82 | 97.2 | 209.82 | 69.08 | 58.7 | [14 empty] | 106.55 | 170.15 |  | 25.5 | 64.9 | 26.5 | 62.82 | 69.55 | 62.82 | 97.2 | 419.64 | 69.08 | 58.7 | [15 empty] | 41.07 | 54.57 | [5 empty] | 99.96 | 46 | 70.56 | 32.04 | 356.96 | 42.14 | 84.28 | 448 | 386.4 | 123.56 |  |  | 53.92 | 1584 | 211.2 |  | 235.04 | [7 empty] | 264.96 |  |  |  | 78.96 | 118.44 | 269.28 | 89.77 |  |  | 411.6 |  | 205.8 | 164.64 |  | 122.4 | 288.12 | 41.07 |  | 248.4
CIEQFAA01B02C01 | False Work; Scaffolding Work; 10 m < H ≤ 30 m |  | m2 | [962 empty] | 601.8 |  | 642.6 | 596.7 | 1023.54 | 118.32 |  | 124.81 | 238.68
CIEQFAA01B03C01 | False Work; Scaffolding Work; H > 30 m |  | m2 | [1096 empty] | 5126.64 | [884 empty] | 757.5
CIEQFAA02B01C01 | False Work; Support Work; H ≤ 5 m |  | em3 | [599 empty] | 1.32 |  |  |  |  | 3.3 | [77 empty] | 3.96 | [67 empty] | 1.32 | [257 empty] | 1.32 | [145 empty] | 1.32 | [758 empty] | 0.66
CIEQFAA02B02C01 | False Work; Support Work; H > 5 m |  | em3 | [1148 empty] | 8647.6
CIEQFOA01B01C01 | Form Work; Equipment Foundation & Footing; Flat Type Form |  | m2 | [7 empty] | 7.89 | 7.89 | 8.25 | 8.25 | 8.25 | 7.09 | 7.09 |  | 52.33 |  | 9.06 |  |  | 9.96 | 9.96 | 9.96 | 6.6 | 56.16 | 9.29 | 9.29 |  | 29.96 | 5.48 | 29.28 | 10.22 |  | 35.45 |  |  |  |  | 5.06 |  |  | 36 | 9 |  | 12.8 | 23.28 | 11.64 | 11.64 | 7.74 | 133.86 |  | 5.06 | 4.89 | 4.89 | 9.1 | 13.63 | 13.63 | 3.84 | 3.84 | 3.84 | 63.92 | 63.92 | 63.92 | 8.59 | 7.44 | 7.44 | 7.44 | 47.84 | 26.32 | 1.8 | 34.8 | 51.62 | 1.47 | 0.57 | 2.82 | 0.04 | 33.92 | 14 | 0.56 | 0.93 | 4.9 | 1.33 | 1.22 | 0.14 | 22.5 | 1.92 | [8 empty] | 18.06 |  | 102.34 | [12 empty] | 4.8 | 27.93 | 40 | 6.2 | 32 | 8 | 16 | 36 | 13.5 |  | 70 | 28 | 2.88 | 0.85 | 24 | 24 | 7 | 7 | 18 | 37.5 | 27 | 9 | 12.5 |  | 18 | 9 | 15 | 13 |  | 12 |  | 40 | 16 | 18 | 8 | 8 | 16 | 7 | 9 | 13.5 |  | 9 | 9 | 8.5 | 12 |  | 9.5 | 16.2 |  | 27 | 11.4 | 11.4 | 13.2 |  | 16 | 11.5 | 14 |  | 9.84 | 14 |  | 18 | 10 | 9 | 30 | 12 |  | 11 | 11 | 6.5 | 7.5 | 4 | 4 | 13 |  |  | 8.8 | 4.8 | 8 | 4.8 | 8.8 | 4.4 | 4.4 | 9 | [8 empty] | 13.68 |  |  |  | 138 | 125.76 | 138 | 1480.56 |  | 19.2 |  | 122.34 |  | 400.14 | 10.26 |  |  | 80.34 |  | 7.17 |  | 16.14 |  | 14.49 | 14.49 | [7 empty] | 4.98 | 6.8 | 20.8 | 1.02 | 2.82 | 2.07 | 6.72 | 20.7 | [12 empty] | 4.98 | 6.8 | 20.8 | 1.02 | 2.82 | 2.07 | 6.72 | 20.7 | [8 empty] | 4.98 | 6.8 | 20.8 | 1.02 | 2.82 | 2.07 | 6.72 | 20.7 |  | 108.16 | 10.34 | 6 | 11.99 | 33.36 | 19.25 | 13 |  | 14.4 | 4.25 | 1.7 | 18 | 54 | 3.12 | 2.45 | 3.05 | 212.38 | 6.6 | 6.44 | 6.44 | 6.44 | 6.44 |  |  |  |  | 16.78 | 10.8 | 113.22 | 9 |  | 348.72 |  | 75.12 | [6 empty] | 89.4 | 4.49 | 4.49 | 0.48 | 0.81 | 0.24 | 0.48 |  |  | 2.88 | 6.48 | 7.2 | 6.44 |  | 17.12 |  | 57.72 | 2.15 | 3.12 | 2.17 | 3.12 | 2.39 | 3.12 | 2.39 | 3.12 | [47 empty] | 7.8 | 36 |  | 15.48 |  | 32.94 |  |  |  | 45 | 45 | 11.6 | 13 | 5.2 | 22 | 3.57 | 3.57 | 5.97 | 5.97 | 5.97 | 5.97 | 5.37 | 5.37 |  |  | 1.08 |  |  | 0.74 | [43 empty] | 19.58 | 52.8 | 52.8 | 66 | 8.8 | 24 | 12.27 |  |  |  | 15.18 | 14.3 |  |  |  | 18.04 | 15.18 |  |  |  | 10.15 | 10.15 |  |  |  | 12.93 |  |  | 14.3 | [75 empty] | 28 | 16.8 | 50.4 | 26.88 | 37.38 | 20 | 7.5 | 24 | 4.8 | 48.24 | 7.2 | 18.6 | 13.92 |  |  |  | 22.3 | 19.8 | 22.8 | 9 | 6.5 | 5.5 |  |  |  | 2 | [7 empty] | 4.6426 |  |  |  |  | 26.1955 |  | 65.7 | 64 | 7.76 | 3.96 | 1.67 | 14.4 | 49.47 | 28.56 | 2.1 | 2.74 | 4.56 | 3.72 | 24 | 33 | 1.35 | 7.86 |  | 3.84 | 5.3 | 3.3 |  | 24.96 | 10.4 |  | 5.11 |  | 1.8 | 3.6 |  |  | 6.63 |  | 10.44 | 2.8 | 27 | 50.4 | 48.36 | 12 |  | 75.32 | 7.84 |  |  |  |  | 16.96 | 18.8 | 20.16 | 14.64 | 4.27 | 3.52 | 1.68 | 1.08 |  | 838.68 | 93.6 | 87 |  |  |  | 25.56 | 140 | [7 empty] | 10.99 | 3.3 |  |  |  | 12.16 | 40.93 | 57.9855 | [25 empty] | 4.48 | 4.48 |  |  |  | 14.4 | 14.4 | 3.6 | 7.2 | 10.8 | 3.6 | [18 empty] | 6.85 | 18.84 | [6 empty] | 0.96 | 1.92 |  | 2.28 |  | 34.3856 |  | 2.06 | [17 empty] | 1.92 | [31 empty] | 2.56 | 2 | 0.64 | [32 empty] | 42.24 |  |  | 11.52 | 3.52 | 3.6 | 2.36 |  |  | 4.18 |  | 5.5 |  | 13.76 | 16 | 19.61 | 4.8 | 3.61 | 7.44 | 36.14 | 19.57 | 14.04 | 20.3 | 13.87 | 12 | 4.8 | 4.8 | 4.2 | 4.2 | 21 | 7.25 | 19.44 | 10.09 | 8.24 | 8.44 | 12.69 | 35.7 | 2.88 | 5.76 | 4.4 | 18.92 | 40 | 8.8 | 17.8 | 7.43 | 6.3 | 8.3 | 26.01 | 30.97 | 7.56 |  | 9.72 | 1.43 | 171.2 | 9.68 |  | 15.76 |  | 15.1 |  | 16.42 | 13.62 | 7.8 | 35.12 | 22.64 |  |  | 2.4 |  |  | 1.8 |  |  |  | 17.4 | 1.1 | 12.6 | 4.2 | 37.84 | 18 | 9.9 | 9.9 |  | 9.72 | 1.37 | 6.96 | 17.4 | 6.9 | 27.03 | 32.68 | 7.56 | 14.08 | 1.04 | 0.6 |  | 11.45 | 42.52 | 62.5 |  | 17.46 | 7.2 | 1.04 | 0.6 |  |  |  | 75.1 | 8 | 8 | 28.08 | 37.76 | 8 | 21.84 | 30.96 | 68.04 | 37.8 | 41.04 | 47.88 | 45.2 |  |  | 1.08 | 3 |  | 9 | 22.5 | 21.6 | 28.8 | 36 | 53.76 | 8.96 | 19.2 | 12.8 | 7.74 | 183.48 | 136.26 | 29.5 | 95.82 | 51.7 | 119.54 | 12.41 | 94.27 | 26.73 | 26.73 | 26.73 | 100.6 | 56.49 | 145.82 | 19.35 | 49.01 | 47.35 | 26.58 | 24.55 | 24.55 | 22.64 | 73.56 | 59.56 | 13.2 | 14.7 | 7.32 | 7.62 | 22.02 | 73.28 | 3.59 | 29.04 | 17.42 |  | 9.6 | 4.6 | 16.8 |  | 28.3395 | 19.2 | 15.9 | 132 | 87.45 | 60.95 | 58.3 | 3.2 | 14.4 | 16.8 | 18.2 | 19.6 | 7.68 | 7.2 | 2.25 | 6 | 9.36 | 7.04 | 17.4 | 7.68 | 6.72 | 10.56 | 7.68 | 11.88 | 9.24 | 16.17 | 4.32 | 7.36 | 28.08 | 47.88 | 25.32 | 38.42 | 26.4528 | 29.1 | 17.2 | 8.6 | 16 | 18.3 | 18.3 | 24 |  |  | 1.293 | 10.2 | 27.6 | 9.2 | 20.92 | 10.6 | 16.2 | 18.3 | 18.3 | 24 |  |  | 1.293 | 11.04 | 19.8 | 9.9 | 21 | 8.7 | 14.7 | 38.4 | 24 | 18.6 | 23.28 | 50.56 |  |  | 1.293 | 29.1 | 9.7 | 13.6 | 14.72 | [5 empty] | 23.8 | 16.7 | 33 | 18.2 | 16 | 9.7 | 16.04 |  |  |  | 145.3 | 121.48 | 85.16 | 65.5 | 13.6 | 13.6 |  |  |  | 83.53 | 22.5 | 100.8 | 14.08 | 4.81 |  |  | 7.92 | 12.6 | 19.08 | 16.38 |  | 59.32 | 7.92 | 23.4 | 0.9 | 10.4 | 16.65 | 21.84 |  | 23.4 | 7.92 | 16.65 | 19.88 | 18.92 | 18.92 | 18.92 | 4.2 | 8.4 | 15.96 | 6.72 | 4.2 | 7.63 |  |  |  | 8.08 | 2.4 | 1.2 | 10.62 |  |  | 8.78 |  | 84 | 26.4 | 24 | 48 | 226.3 | 77.0275 | 39.6 | 6 | 12.94 | 13.69 |  | 26.4 | 25 | 4.8 |  |  |  |  | 113.1 | 47.7 | 17.5 | 17.28 | 10.08 | 2.76 | 2.76 | 2.52 | 2.52 | 5.7 | 28.44 | 6.28 | 2.1 | 4.2 | 3.71 | 2.1 | 1.82 | 16.35 | 32.76 | 5.8 | 26 | 13.2 | 6.25 | 4.92 | 5.6 | 4.66 | 11.64 | 22.8 | 25.6 | 7.71 |  |  |  |  | 21.15 |  |  |  |  | 124.18 | 10.92 |  | 348 | 14 | 136.8 |  | 45.24 |  | 9 |  |  | 29.2 | 26.14 |  | 10.71 | 2.19 | 4.5 | [8 empty] | 136.2 | 41.52 | 6 | 8 | 7.8 | 25.6 |  |  | 7.4 | 16.8 | 9.6 | 3.3 | 17.13 | 12 | 2.4 | 4.8 | 4.2 | 0.8 | 6.6 |  | 20.92 | [10 empty] | 21.69 | 6.57 | 10.5 | [8 empty] | 67.2 | 37.32 | 7.01 | 12.48 | 42 | 20.4 | 45.5 | 38.5 | 28.5 | 7.2 | 10.8 | 3.6 | [6 empty] | 33.23 |  | 33.23 | 8.4 |  | 30 | 37.5 | 27.3 | 10 | 13 | 12.5 | 5.6 | 72.18 | 25.68 | 40 | 28 | 56 | 112.8 | 202.5 | 137.7 | 121.2 | 12.7 | [5 empty] | 5.2 | 2.22 | 3.96 | 33.09 | 6.9 | 6.6 | 18.56 | 12.75 | [8 empty] | 3.04 | 3.34 | 3.88 |  |  | 14.7 |  |  |  |  | 545.92 | 2.73 |  |  | 23.04 | 8.71 | 48.9 | 24 |  | 13.92 | 8.6 | 1.8 | 2.4 | 8.28 | 7.54 | 4.18 | [9 empty] | 4.08 |  |  | 73.68 |  | 9.82 | 15.84 | 10.8 | 19.64 | 12.32 |  |  | 19.88 | 21.1 | 8.4 | 2.82 |  |  | 22.89 | 2.58 | 2.58 | 2.89 | 1.14 | 0.59 | 0.17 | [7 empty] | 1.1 |  | 3.9 | 3.9 | 0.78 | 3.12 | 2.88 | 3 | 0.24 | 7.2 | 3.36 | 0.9 | 0.84 | 0.9 | 4.32 | 2.64 | 4.84 | 48 | 12 | 23.6 | 6.56 |  | 33.6 | 15.12 | 9.04 | 14 | 2.9 | 2.4 | 48.45 | 12.12 | 3.74 | 3.06 | 14.07 | 3.54 | 2 | 0.55 |  |  |  |  | 16 | 9 | 7.8 | 2.24 | 43.59 |  |  |  | 15.4 |  | 22.71 | 12.21 | 6.24 | 1.56 | 4.68 | 12.48 | 5.46 | 5.76 | 5.88 | 5.46 |  | 7.2 | 0.63 | 1.56 | 0.9 | 5.4 | 0.69 | 0.72 | 0.69 | 5.73 | 3.63 | 3.68 |  |  |  |  | 20.64 | 1.56 | 1.56 | 3.12 |  | 1.24 | 5.76 | 1.44 | 0.78 | 6.3 | 2.07 | 3.68 | 3.12 | 1.24 | 7.02 | 6.24 | 1.56 | 2.88 |  | 8.1 | 2.22 | 6.9 | 0.84 | 0.91 | 12.2 |  | 16.5 | 46.08 | [12 empty] | 21.66 | 10 | 7 | 10.81 | 2.52 | 8.4 | 2.4 | 6.8 | 4.2 | 9.04 | 14.4 | 19.6 | 39.2 |  |  |  |  | 8.04 | 3.56 | 3.48 | 3.4 | 0.8036 | 2.16 | 1.08 | 0.8 | 1.08 | 1.18 | 1.61 | 2.22 | 63.64 | 5.49 |  |  |  | 4.6 | 18.24 |  |  |  | 45.42 |  |  |  |  | 24 | 17.6 | 15.4 | 31.2 | 9.4 | 2.7 | 5.8 | 2.88 | 1 | 2.64 |  |  |  | 0.4 |  |  |  | 0.8 |  |  |  | 3.04 | 2.21 | 3.68 | 3.6 | 1.49 | 3.28 | 6.08 | 1.0836 | 1.074 | 1.0788 | 1.0836 |  |  |  |  | 0.32 |  |  |  |  | 1.66 | 2.5 | 2.76 | 1.38 | 1.38 | 1.14 |  |  |  | 19.2 | 4.96 | 2.8 |  | 19.86 |  |  | 12.0821 | 12.0821 | 12.0821 | 12.0821 | 12.0821 | 12.0821 | 12.0821 | 12.0821 | 7.7088 | 7.7088 | 10.1682 | 10.1682 | 40.312 | 10.68 | 12.72 | 4.2 | 2.1 | 5.44 | 45.374 | 12 | 30.1 | 5.6 | 2.52 | 3.01 | 4.2 | 3.01 | 2.8 | [9 empty] | 16.74 | 28.0183 | 28.0183 | 28.0183 | 28.0183 | 28.0183 | 28.0183 | 28.0183 | 28.0183 | 28.0183 | 16.2084 | 16.2084 | 18 | 4 | 14.4 | 2.1 | 4.2 | 53.24 | 21.975 | 15.72 | 50.76 | 46.53 | 16.2 | 24 | 4.23 | 2.82 | 2.4 | 1.88 | 1.88 | 3.1833 | [9 empty] | 11.28 | 324.72 |  |  | 8.64 |  |  | 8 | 8 |  | 16 | 5.6 | 17.8292 | 12.4224 | 15.4628 | 13.8564 | 14.5908 | 9.1952 | 4.8 | 30.8 | 36 | 20 | [13 empty] | 12 | 4 | 8 | 4 | 4 | 22.87 |  |  |  |  | 4.8 | [6 empty] | 14.872 | 15.748 | 11.4088 | 16.3592 | 14.8408 | 21.7 | 3.2 | 12.48 | 15 | 3 | 6 | 4 | 28.8 | [5 empty] | 2.4 |  | 28.4 | 24.7 | 31.2 | 15.7024 | [9 empty] | 7.92 |  | 2.4 |  | 3.3 | 2.52 | 9 | 9 | 2.5 | 14.24 | 12.96 | 20.55 |  | 504.9 | 52.7 | 31.92 | 65.28 | 27.951 | 34.65 | 14.861 | 19.7505 | [6 empty] | 1.8 |  | 20.88 |  | 10.8023 | 29.088 | 22.8 | 12.6 | 5.4 | 12.6 | 3 | 1.4 | [9 empty] | 18.36 | [5 empty] | 90 | 36 | 7.2 | 7.2 | 12 | 2 | 2.4 | 2.46 | 2 |  |  |  |  | 2.59 | 2.46 | 6.81 | 1.13 |  |  | 16 | 36 | 6.7 | 1.91 | [6 empty] | 1.62 | 0.6 | 0.6 | 0.3 | 0.54 | 2.04 |  |  |  | 7.68 |  | 7.2 | 2.8 | 18.4 | 5.58 | 39.6 |  |  | 27.2 | 4.32 | 39.6 |  |  |  |  | 1.8 | 7.85 | 4 | 5.64 | 11.73 | 6.3 | 11.2 | 13.94 | 9 | 1.5 | 1.3 | [10 empty] | 29.4 |  |  |  |  | 17.1951 | 1.8 | 7.85 | 4 | 5.64 | 11.73 | 6.3 | 11.2 | 46.46 | 9 | 1.5 | 1.3 | [10 empty] | 29.4 | [6 empty] | 65.64 |  |  |  | 8.96 | 2 | 3.2 | 1.05 | 199.6 | 4.55 | 7.7 | 15.4 | 19.1 | 7.56 | 4.8 | 3 | 3.16 | 96 | 5.76 | 1.28 | [8 empty] | 9.96 |  |  |  | 11.2 | 5.76 | 10.08 | 1.68 |  | 14.4 | 36 | 1.97 | 18 | 14.4 |  | 9.94 | 25.2 |  |  | 8.4
CIEQFOA02B01C01 | Form Work; Pedestal; Flat Type Form |  | m2 | [7 empty] | 16.46 | 16.46 | 17.31 | 17.31 | 17.31 | 13.01 | 13.01 | [6 empty] | 30.03 | 30.03 | 30.03 | 15.6 |  |  |  | 7.98 | [13 empty] | 26.72 | 6.68 |  | 24 | [7 empty] | 14.54 | 14.54 |  |  |  | 18.96 | 18.96 | 18.96 |  |  |  | 0.58 | [39 empty] | 37.76 | 2.69 | 2.84 | 2.18 | 3.26 | 4.48 |  |  | 52.8 | 5.28 | 49.52 | 12.38 | 17.48 | 49.52 | 12.38 | 17.48 | 61.9 | 24.76 | 9.02 | 1.14 | 37.14 | 37.14 | 10.92 | 10.02 | 34.94 | 89.1 | 56.73 | 18.91 | 23.64 | 18.91 | 26.8 | 14.42 | 20.36 | 20.35 | 20.35 | 23.23 | 12.72 | 59.1 | 25.44 | 17.96 | 7.92 | 7.92 | 21.84 | 13.92 | 22.27 | 18.91 | 9.46 | 9.12 | 9.12 | 15.78 | 22.27 | 13.92 | 15.78 | 21.31 | 15.1 | 33.02 | 14.45 | 13.61 | 19.49 | 5.57 | 23.4 | 14.78 | 16.51 | 8.26 | 12.99 | 16.51 | 8.3 | 35.64 | 11.7 | 12.67 | 31.68 | 13.63 | 9.66 | 21.31 | 13.63 | 8.64 | 13.06 | 15.78 | 10.34 | 14.11 | 10 | 5 | 9.24 | 8.1 | 19.39 | 9.1 | 18.7 | 9.6 | 9.6 | 12.38 | [8 empty] | 18.96 | [8 empty] | 53.82 |  | 397.65 |  |  | 73.92 |  |  |  |  | 0.96 |  | 7.68 | [10 empty] | 0.32 | [19 empty] | 0.32 | [15 empty] | 0.32 | [13 empty] | 98.4 |  |  | 30.24 |  |  |  |  | 15.84 | 15.84 | 15.84 | 15.84 | [10 empty] | 16.44 | 5.4 | [23 empty] | 5.76 | 5.76 | 5.76 | 23.04 | [56 empty] | 16.12 | 80 |  | 34.4 |  | 73.2 |  |  |  | 81.5 | 84 | 23.64 | 27.66 |  | 84.12 | [10 empty] | 1.92 |  |  | 2.4 | [147 empty] | 59.4 | 27.12 | 95.04 | 122.08 | 29.06 | 46.08 | 10.56 | 113.1 | 22.62 | 136.5 | 70.5 | 13.53 |  |  |  |  | 37.4 | 37.4 | 29.92 | 12.67 | 17.95 | 17.95 |  |  |  | 11.66 |  |  |  | 374.4 | [9 empty] | 1069.5 |  | 118.2 | 23.64 | 2.64 | 0.04 | 29.92 | 115.6 | 54.4 | 3.4 | 6.8 | 13.6 | 6.8 | 77.4 |  | 5.44 |  |  | 12.4 | 12.4 | 12.4 | [6 empty] | 2.34 | 4.68 |  |  |  |  | 40.48 | 20.24 | 30.42 | 70.98 | 52.39 | 21.84 | [9 empty] | 73.92 | 84.44 | 21.11 | 18.47 | 2.84 | [9 empty] | 1780 | [7 empty] | 11.04 | [7 empty] | 6.6 | 6.6 | 2.35 | 2.35 | 2.35 | 2.35 | 2.35 | 2.35 | 6.15 | 6.15 | 6.15 | 6.15 | 5.38 | 5.38 | 2.84 | 2.84 | 2.84 | 2.84 | 1.74 | 4.3 | 4.3 | 3.49 | 3.49 | 2.62 | 2.62 | 4.6 | 4.6 |  |  |  | 22 | 8.8 | 4.97 | 8.8 | 17.82 | 7.04 | [26 empty] | 1.28 | 2.18 |  | 2.18 |  |  |  | 3.19 | [17 empty] | 3.68 | [31 empty] | 2.18 | 2.18 | 0.52 | [32 empty] | 61.44 | 54.72 | 48.64 | 33.44 | 9.36 | 5.4 | 3.6 | 7.04 | [16 empty] | 12.8 | 6.88 | 4.96 | 3.72 | 3.72 | 24 | [7 empty] | 7.2 | 9.6 | 13.92 | 26.4 | 85.2 | 17.04 | [9 empty] | 2.97 | 1433.8 | 56.64 |  | 113.28 |  | 153.28 |  | 27 | 18 | 14.7 |  |  | 11.175 | 2 |  | 7.56 | 2.2 | 3.84 | 3.8 | 6.3 | 7.34 | 3.84 |  | 14.4 | 4.8 | 52.8 | 27.84 | 13.92 | 13.68 |  |  | 2.97 | [6 empty] | 18.72 | [8 empty] | 10.12 | [6 empty] | 16.32 | 34.4 | 13.12 | 27.52 | 47.6 | 94.08 | [10 empty] | 0.2 | 12.24 | 129.8 | 17.28 | 138.16 | 128.15 | 271.44 | 25.41 | 11.52 | 33.21 | 51.48 | [33 empty] | 18.24 |  | 34.2 | [8 empty] | 9.12 | 30.24 | 30.24 |  |  | 15.12 | 15.12 | 16.23 | 13.68 | 15.36 |  | 30.72 |  |  | 18.48 | 18.48 | 18.48 | [8 empty] | 4.176 | 14.4 | 13.44 | 7.84 | 13.68 | 16.8 | 16.8 | 16.8 |  | 0.4 | 1.485 | 4.8 | 14.4 | 4.8 | 13.2 | 6.72 | 13.68 | 16.8 | 16.8 | 16.8 |  | 0.4 | 1.485 | 9.6 | 9.6 | 4.8 | 9.6 | 6.1875 | 13.68 | 33.6 | 16.8 | 17.28 | 13.68 | 27.36 |  | 3.17 | 1.485 | 28.8 | 9.6 | 9.12 | 24.48 |  |  |  |  | 1.48 | 43.68 | 44.8 | 76.8 | 14.72 | 15.68 | 7.84 | 7.52 | [7 empty] | 17.92 | 19.72 | 9.5 |  |  | 682.75 | 19.8 | 52.8 | 32.32 | 21.69 | 10.85 | [6 empty] | 792.24 | 16.8 | 33.6 | 2.98 |  |  |  |  | 33.6 | 16.8 |  |  | 27.36 | 22.08 | 19.2 | 4.8 | 9.6 |  |  | 3.72 |  |  |  |  | 29.76 | 2.64 | 1.49 |  | 8.8 | 3.52 |  | 352.5 |  | 35.36 | 28.56 | 71.4 |  |  | 53.04 | 7.14 | 14.28 | 14.28 |  | 29.12 | 37.1 | 15.4 |  |  |  |  | 50.85 | 32.9 | 16.9 | 15.82 | 13.36 | 5.62 | 6.54 | 3.04 | 3.34 | 3.83 |  | 5.11 | 2.94 | 6.28 | 8 | 3.14 | 5.6 | 22.02 |  | 7.92 | 31.68 | 11.64 | 5.74 | 6.68 | 3.12 | [7 empty] | 15.68 | 32.76 |  | 24.12 |  |  |  | 496.14 | 29.52 |  | 463.4 | 34.8 | 185.44 | 31.92 | 59.54 | 7.74 | 12.7 | 1.88 | 12 | [14 empty] | 544.8 | 78.89 | 9.48 | 18.96 | 4.35 | 32.64 |  |  | 18.44 | 31.26 | 36.88 | 10.66 | 17.64 | 22.75 | 13.06 | 14.6 | 25.68 | 1.36 | 12.4 | 4.98 |  | 14.4 | 13.1 | 2.85 | 8.41 | 20.93 | 17.3 | 3.28 | 7.9 | 0.72 | [12 empty] | 134.4 | 74.64 | 7.01 |  | 41.65 | 59.3 | 40.8 | 60.69 | 68.56 | 57.12 | 27.03 | 28.56 |  | 0.96 | 4.5 | 0.64 | [7 empty] | 158.76 | 148.25 | 25.38 | 17.82 | 17.82 | 17.82 | 11.36 | 866.16 | 439.77 | 675 | 104.58 | [11 empty] | 22.68 | 7.02 | 7.02 | 297.82 | 8 |  | 1.62 | 93.5 |  | 3.6 | 4.76 | 0.91 | 0.48 | 9.96 | 8.4 | 0.48 | 0.62 | 1.08 | 1 | [7 empty] | 341.2 |  |  |  | 30.8 | 3.9 | 34.08 | 17.04 |  |  |  | 2.23 | 2.24 |  | 4.29 | 3.22 | 11.4 | 1.12 | 5.32 | 6.08 | 3.04 | 12 | [6 empty] | 147.36 | [8 empty] | 11.71 | 13.64 | 2.93 | 4.86 | [18 empty] | 3.65 | 3.65 | 1.19 | 3.76 | 0.84 | 3.32 |  | 13.28 | 5.32 | 1.26 | 1.01 | 1.66 |  |  |  | 32.72 | 8.18 | 6.56 | 11.36 |  |  |  |  | 14.2 | 3.34 | 3.34 | [9 empty] | 27.72 |  |  | 16.96 | 20.66 | 23.04 | 3.28 | [6 empty] | 137.02 | 45.18 | 6.48 | 1.98 | 5.34 | 16.8 | 7.35 | 1.6 | 9.73 | 7.35 | 0.24 | 14.8 | 1.48 | 0.9 | 1.75 | 6.9 | 1.85 | 1.85 | 1.85 | [7 empty] | 124.53 | 1.7 | 2.42 | 4.08 | 1.03 | 2.9 | 1.84 | 0.34 | 1.09 | 13.37 | 5.73 |  | 3.12 | 1.56 | 8.28 | 10.24 | 1.8 | 0.92 | 0.36 | 17.19 | 5.73 | 5.66 | 2.59 | 1.47 |  |  | 8.4 | 60 | [13 empty] | 11.76 | 11.76 | 29.4 | 7.28 | 11.76 | 6.44 | 11.76 | 12.88 | 17.64 | 11.2 | 17.92 | 42.56 | 46.08 | 1.6 | 4.9 | 6.72 | 7.86 | 8.44 | 7.6 | 7.98 | 1.02 | 2.04 | 1.43 | 0.96 | 1.02 |  |  |  | 65.88 |  |  | 145.65 |  | 4.34 | 28 |  |  |  | 353.97 |  |  |  |  | 37.92 | 45.5 | 46.08 | 53.76 | 18.96 | 1.48 | 3.9 | 2.34 | 0.88 | 1.77 | 0.98 | 8.2 | 111.72 | 1.67 | 0.96 | 0.64 | 0.18 | 2.54 | 1.59 | 3.64 | 3.19 | 9.36 | 9.45 | 14.38 | 15.92 | 5.45 | 13.8 | 16.56 | 0.99 | 1.87 | 1.43 | 1.38 | 5.76 | 1.54 | 0.6 | 0.39 | 1.02 | 4.76 | 0.68 | 0.38 | 2.16 | 5.7 | 2.38 | 2.38 | 1.43 | 2.57 | 1.23 |  |  |  | 43.84 | 15.94 | 4.08 | [16 empty] | 25.584 | 3.24 | 4.752 | 2.54 | 2.54 | 3.28 | 19.2 | 5.28 | 17.46 | 5.802 | 8.112 | 2.653 | 3.24 | 2.653 | 1.746 | [8 empty] | 70.44 | 196.42 | [11 empty] | 8.28 | 4.34 | 10.244 | 4.64 | 4.64 | 47.216 | 8.008 | 14.652 | 15.744 | 14.432 | 12.72 | 14.16 | 1.312 | 4.752 | [12 empty] | 179.24 | 232.74 | 1682.22 |  |  | 9.72 |  |  | 10.88 | 10.88 |  | 21.6 | 5.25 | [7 empty] | 8.8 | 23.76 | 13.2 |  | 86.25 | [11 empty] | 8.784 | 4.128 | 5.856 | 5.328 | 5.928 | [5 empty] | 9.6 |  | 0.72 | [9 empty] | 22.68 | 6 | 11.96 | 18 | 4.2 | 3.6 | 4.2 | 25.76 | [5 empty] | 2.91 | 66.48 | 6.888 | 6.888 | [11 empty] | 6.7 | 36.88 | 1.4 |  | 2.88 | 3.94 | 7.48 | 9.48 | 6.888 |  |  |  |  | 136.906 | 11.466 | 15.2 | 22.464 | [9 empty] | 387.74 | 1.53 |  | 16.08 |  |  |  | 27.4 | 19.18 | 7.32 | 17.08 | 3.124 | 1.507 |  | 11.32 | [13 empty] | 34 | 20.4 | 5.6 | 4.4 | 15.9 | 2.7 | 5.4 | 4.32 | 2.65 |  |  |  |  | 5.88 | 2.68 |  | 2.64 |  |  | 13.36 | 26.88 | 8.7 | 3.07 |  | 5.38 | 3.32 |  |  | 5.38 | 1.5 | 1.64 | 1.42 | 1.09 | 0.02 |  |  |  |  | 7.68 |  | 7.92 | 5.28 | 71.04 | 17.76 |  |  |  | 39.04 | 4.88 | [5 empty] | 5.04 | 14.83 | 5.24 | 14.35 | 17.86 | 14.35 | 19.2 | 54.06 | 20.4 | 7.58 | 3 | [10 empty] | 137.2 | [5 empty] | 5.04 | 14.83 | 5.24 | 14.35 | 17.86 | 14.35 | 19.2 | 108.12 | 20.4 | 7.58 | 3 | [10 empty] | 137.2 | [10 empty] | 21.12 | 9.08 | 12.6 | 3.5 | 1.92 | 7.63 | 15.26 | 88 | 49.7 | 23.38 | 8.64 | 5.4 | 26.76 | 429.3 | 57.24 | 3.8 |  |  |  |  | 2.7 | 10.4 | 29 | 31.2 | 143.79 |  |  |  | 11.6 | 17.4 | 49.14 | 16.38 |  | 14.56 | 74.6 | 12.86 | 37.3 | 29.84 |  | 26 | 52.22 |  | 5.4 | 31.68
CIEQFOA02B02C01 | Form Work; Pedestal; Round Type Form |  | m2 | [43 empty] | 111.47 | [149 empty] | 80.18 |  |  |  | 208.24 | 208.24 | 208.24 | 208.24 |  | 124.19 | [385 empty] | 58.53 | 113.24 | 88.44 |  | 58.53 | 39.02 | 39.02 | [5 empty] | 178.47 | 297.97 | [66 empty] | 88.07 | 72.99 | 57.5 | 61.93 | 61.69 | [423 empty] | 5119.24 | [141 empty] | 142.64 | 133.77 | [107 empty] | 744.56 | 207.34 |  |  |  |  | 24.12 | [26 empty] | 219.48 | 137.42 | [41 empty] | 126.22 | [22 empty] | 60.88 | [71 empty] | 55.29 | [35 empty] | 638.1 | 130.38 | [59 empty] | 153.79 |  | 40.11 | 40.11 | 44.0608 | 44.0608 | 44.0608 | 44.0608 | 44.0608 | 44.0608 | 44.0608 | 44.0608 | [29 empty] | 226.5088 | 204.5177 | 182.5265 | 182.5265 | 182.5265 | 182.5265 | 182.5265 | 182.5265 | 182.5265 | [31 empty] | 61.87 | 37.12 |  | 34.68 | 34.68 |  |  | 52.8 | [38 empty] | 45.5 | 44.96 | 44.96 | 44.96 | [63 empty] | 114.3 | 56.4073 | [19 empty] | 38.71 | 44.29 | 33.13 | [52 empty] | 168.43 | 64.29 | [24 empty] | 105.75 | 168.89 | [26 empty] | 40.61 | 53.96 | [21 empty] | 233.58 | [24 empty] | 40.61
CIEQFOA04B01C01 | Form Work; Wall; Flat Type Form |  | m2 | [1050 empty] | 8.904 | [11 empty] | 8.904 | [13 empty] | 8.904 | [248 empty] | 31.96 | [624 empty] | 356.96
CIEQFOA04B02C01 | Form Work; Wall; Round Type Form |  | m2 |  |  |  | 10
CIEQFOA05B01C01 | Form Work; Slab w/ Beam & Girder; Flat Type Form |  | m2 | [1148 empty] | 1523.3 | [546 empty] | 123.9
CIEQFOA05B02C01 | Form Work; Slab w/ Beam & Girder; Round Type Form |  | m2 |  |  |  | 10
CIEQFOA06B01C01 | Form Work; Mass Foundation (Larger than 200m3 for only Foundation & Footing); Flat Type Form |  | m2 | [1148 empty] | 359.8
CIEQFOA07B01C01 | Form Work; Manhole & Catch Basin; Flat Type Form |  | m2 | [204 empty] | 338.4 | [38 empty] | 472.8 |  | 472.8 | [951 empty] | 73.44 | [26 empty] | 84.8 | 98 | [40 empty] | 81.12 | [74 empty] | 24.48 | [25 empty] | 52.8
CIEQFOA08B01C01 | Form Work; Ditch & Canal; Flat Type Form |  | m2 | [203 empty] | 2.67 | [38 empty] | 3.66 |  | 3.48 | [953 empty] | 265.2 | [9 empty] | 108.63 | [17 empty] | 446.24 | 873.94 | [39 empty] | 651.9 | [74 empty] | 31 | [25 empty] | 163.76 | 81.86 | [451 empty] | 79.95 | 39
CIEQFOA10B01C01 | Form Work; Others (Local Support & Misc. Foundation); Flat Type Form |  | m2 | [221 empty] | 2.4 |  | 1.2 | [17 empty] | 6 | [19 empty] | 6 | [15 empty] | 6 | [35 empty] | 0.36 | [11 empty] | 3.6 | 3.24 | [16 empty] | 33.8 | [69 empty] | 15.12 | 11.76 |  | 57.12 | 3.36 |  | 2.13 | 0.96 | 0.96 | 2.88 | 2.88 | 48.72 | 33.6 | 45.36 | 25.2 | 2.16 | 0.96 | 1.62 | 2.76 | 4.08 | 4.5 | 2.72 | [161 empty] | 49.8 | [5 empty] | 172.7 | [26 empty] | 12.87 |  | 11.7 |  |  | 42 | 10 |  | 81.6 | [9 empty] | 19.8 | 19.8 | 2.16 | 2.97 | [198 empty] | 15.65
CIEQPCA01B01C01 | Concrete Protection; for Below Ground; Bitumen Coating |  | m2 | [7 empty] | 26.82 | 26.82 | 28.15 | 28.15 | 28.15 | 22.81 | 22.81 | [6 empty] | 35.46 | 35.46 | 35.46 | 22.16 |  | 5.22 | 5.22 |  | 8.4 | 2.4 | 13.44 | 3.78 | [9 empty] | 90.56 | 22.64 | 42.65 | 37.12 | [7 empty] | 23.82 | 23.82 | 7.22 | 10.73 | 10.73 | 17.4 | 17.4 | 17.4 |  |  |  | 14.94 | 5.02 | 5.02 | 5.02 | [44 empty] | 151.5 | 20.08 | 126.28 | 30.21 | 55.98 | 124.16 | 65.42 | 9.6 | 222.1 | 93.6 | 10.32 | 2.57 | 87.57 | 87.57 | 24.95 | 24.95 | 80.58 | 163.5 | 120.87 | 40.29 | 61.89 | 11.04 | 68.88 | 34.44 | 51.04 | 62.29 | 11.08 | 58.04 | 6.7 | 142.25 | 56.9 | 67.52 | 28.45 | 27.85 | 56.9 | 24.95 | 40.29 | 67.04 | 5.52 | 23.4 | 23.4 | 32.44 | 55.04 | 6.7 | 36.44 | 71.28 | 6.76 | 139.08 | 39.66 | 39.66 | 54.09 | 4.44 | 58.38 | 57.1 | 73.04 | 5.52 | 34.82 | 73.04 | 4.04 | 75.68 | 40.19 | 40.29 | 106.8 | 58.04 | 7.44 | 59.72 | 52.04 | 22.92 | 30.84 | 23.56 | 18.12 | 64.04 | 7.44 | 3.72 | 28.4 | 19.05 | 39.84 | 19.05 | 36.3 | 18.15 | 18.15 | 35.8 | 31.34 |  |  |  | 79.17 | 79.17 | 79.17 | 79.17 | 57.48 | 39.3 |  | 34.58 | 11.28 | 10.08 | 11.28 | 114 |  | 55.68 |  | 688.23 |  |  | 159.54 |  |  |  |  | 19.5 | 0.9 | 46.8 | 0.45 | 13.29 | 13.29 | [7 empty] | 13.89 | [7 empty] | 2.25 |  | 47.88 |  | 47.88 | [7 empty] | 13.89 | [7 empty] | 2.25 | [7 empty] | 13.89 | [7 empty] | 2.25 | 72.02 | 5.64 |  |  |  | 119.45 |  |  | 49.92 |  |  |  |  | 20.52 | 17.74 | 20.21 | 947.26 | [9 empty] | 16.12 | 37.2 | 299.82 | [12 empty] | 3.89 | 3.89 |  |  |  |  | 3.6 | 3.24 |  |  |  | 23.25 | 5.12 | 64.47 | 20.48 | [9 empty] | 33.8 | [46 empty] | 39.63 | 60 |  | 25.8 |  | 54.9 |  |  |  | 146.5 | 149 | 45.44 | 44.52 | 5.2 | 112.68 | 3.57 | 3.57 | [6 empty] | 16.92 | 13.16 | 3.39 | 63.92 | 3.76 | 3.05 | 2.91 | 0.8 | 0.8 | 5.29 | 2.4 | 54.52 | 37.6 | 50.76 | 28.2 | 2.98 | 0.8 | 1.76 | 3.93 | 3.6 | 5.26 | 2.4 | [131 empty] | 117.1 | 75.2 | 209.92 | 149.28 | 140 | 90.16 | 29.54 | 168.55 | 33.46 | 233.64 | 80.82 | 32.31 | 13.92 |  |  |  | 86.8 | 77 | 90.8 | 40.23 | 31.56 | 26.56 | 24.27 | 35.11 | 35.11 | 12.49 | 24.27 | 17.2 | 17.2 | 468 | 49.8 | 1.08 |  |  | 57.26 | 93.54 | 172.7 |  |  | 1035 | 65.7 | 251 | 37.66 | 11.06 | 3.52 | 56.4 | 210.46 | 115.76 | 7.1 | 11.97 | 26.08 | 12.7 | 123.9 | 33 | 8.21 | 7.86 |  | 25.12 | 26.54 | 19.3 |  | 24.96 | 10.4 | 12.87 | 5.11 | 11.7 | 5.74 | 11.48 | 42 | 10 | 6.63 | 81.6 | 65.6 | 25.83 | 66.78 | 133.56 | 118.11 | 47.68 |  | 75.32 | 7.84 | 19.8 | 19.8 | 2.16 | 2.97 | 16.96 | 18.8 | 60.97 | 61.82 | 14.42 | 12.26 | 5.27 | 1.08 | [8 empty] | 548 | 33.09 | 27.67 | 22.11 | 23.7 | 23.61 |  |  | 36.09 | [32 empty] | 13.75 | 14 |  |  |  | 48.6 | 36.64 | 10.7 | 21.4 | 32.1 | 11.8 | [26 empty] | 2.42 | 5 |  | 6.97 |  |  |  | 5.74 | [17 empty] | 4.98 | [31 empty] | 5.78 | 4.1 | 1.59 | [32 empty] | 176.88 | 45.04 | 45.04 | 53.2 | 16.91 | 13.1 | 7.51 | 6.74 |  |  |  |  | 11.31 | 10.4 | 12.09 | 14.82 | 4.8 | 3.61 | 7.44 | 36.14 | 18.54 | 14.04 | 20.3 | 13.14 | 33.2 | 14.56 | 13.12 | 13.2 | 13.2 | 71.4 | 7.25 | 19.44 | 10.09 | 8.24 | 8.44 | 12.69 | 35.7 | 12.24 | 19.68 | 24.6 | 78.44 | 168.5 | 37 | 17.8 | 7.43 | 6.3 | 8.3 | 24.48 | 29.34 | 7.56 |  |  | 7.79 | 1615.7 | 44.08 |  | 100.4 |  | 77.2 |  | 65.54 | 50.2 | 32.08 | 35.12 | 22.64 |  |  | 2.4 |  |  | 6.66 | 3.4 | 2.84 | 3.1 | 42.52 | 1.1 | 42.84 | 14.28 | 156.88 | 68.92 | 37.86 | 37.86 |  |  | 7.37 | 6.96 | 17.4 | 6.9 | 25.44 | 30.96 | 7.56 | 44.48 | 1.04 | 0.6 |  |  | 40 | 59.2 |  |  | 23.8 | 1.04 | 0.6 |  |  |  | 71.1 | 30.88 | 27.1 | 65.46 | 112.5 | 29.1 | 75.52 | 29.24 | 64.05 | 11.34 | 13.68 | 20.52 | 27.12 |  |  | 1 | 1.8 |  | 29.68 | 72.6 | 59.79 | 78.56 | 98.2 | 139.98 | 22.42 | 58.66 | 32.64 | 26.94 | 166.8 | 122.63 | 10.41 | 47.91 | 15.51 | 65.21 | 7.44 | 56.56 | 12.34 | 12.34 | 12.34 | 30.18 | 16.14 | 38.04 | 8.93 | 12.25 | 16.71 | 9.38 | 14.73 | 14.73 | 8.49 | 29.42 | 32.49 | 6.6 | 7.35 | 3.14 | 3.81 | 11.01 | 29.31 | 3.59 | 15.84 | 8.04 |  | 42.4 | 4.6 | 44.46 |  |  | 19.2 | 15.9 | 38.4 | 25.44 | 16.1 | 16.96 | 15 | 57.12 | 66.02 | 13.52 | 14.56 | 30.19 | 28.56 | 12.13 | 25.12 | 36.98 | 7.04 | 69.22 | 7.68 | 6.72 | 44.2 | 32.47 | 50.72 | 7.68 | 13.44 | 4.32 | 7.36 | 28.08 | 45.36 | 25.32 | 36.16 | 35.9088 | 59.34 | 77.2 | 40.58 | 41.48 | 43.76 | 43.76 | 51.96 |  |  | 15.811 | 20.28 | 57.84 | 19.3 | 80.44 | 40.62 | 41.68 | 43.76 | 43.76 | 51.96 |  |  | 15.811 | 25.92 | 39.96 | 20 | 45.2 | 32.445 | 42.68 | 94.36 | 51.98 | 40.04 | 79.44 | 162.88 |  |  | 15.811 | 73.74 | 24.58 | 46.4 | 52.68 | [5 empty] | 76.05 | 66.84 | 122.68 | 51.48 | 57.74 | 40.74 | 51.74 |  |  |  | 247.4 | 5.56 | 3.9 | 3 | 39.64 | 40.04 |  |  |  | 622.13 | 59.28 | 287.12 | 44.32 | 30.41 | 8.4 |  | 7.92 | 12.6 | 19.08 | 16.38 |  | 415.18 | 30.56 | 91.32 | 4.6 |  |  |  |  | 91.32 | 30.56 |  |  | 79.44 | 74.16 | 71.24 | 14.28 | 28.56 |  |  | 13.2 |  |  |  |  | 45.26 | 6.72 | 3.48 | 14.04 | 5.6 | 2.24 |  |  |  | 90.2 | 71.68 | 144.7 | 226.3 |  | 135.3 | 17.92 | 47.62 | 43.84 |  | 85.64 | 86 | 21.76 |  |  |  |  | 281.4 | 146.7 | 63.8 | 78.84 | 39.72 | 12.82 | 13.53 | 9.19 | 9.44 | 16.65 | 25.92 | 20.43 | 7 | 16.25 | 12.91 | 7 | 6.86 | 79.29 | 6.48 | 20.4 | 92.72 | 41.1 | 17.78 | 18.72 | 20.63 | 3.84 | 10.59 | 21.86 | 11.64 | 7.52 | 43.2 | 142.8 |  |  | 12.69 |  |  |  |  | 854.96 | 49.16 | 21.73 | 891.4 | 43.2 | 334.4 | 2.45 | 108.68 | -2.43 | 22 | -0.28 | 3.24 | 12.6 | 17.76 |  |  |  |  | 35.52 | 42.92 | 241.26 | 170.75 |  |  |  |  | 357.53 | 108.99 | 20.1 | 42.2 | 19.69 | 81.6 | 70.92 | 71.58 | 34.52 | 83.97 | 48 | 19.18 | 71.57 | 56.68 | 16.8 | 25.26 | 39.01 | 3.04 | 29.08 | -1.08 | 7.92 | -0.24 | 0.95 | 0.06 | 5.22 | 6.67 | 3.6 | 0.72 | 0.5 | 0.33 |  |  |  |  | 41.04 | 352.45 | [6 empty] | 156.8 | 87.08 | 16.37 |  | 137.05 | 68.92 | 139.4 | 141.12 | 87.9 | 32.2 | 48.3 | 16.1 |  | -0.72 | -0.18 | [8 empty] | 104.1 | 119.4 | 81.75 | 34.7 | 46.7 | 44.44 | 22.9 | 421.05 | 199.02 | 360 | 83.58 | [11 empty] | 28.7 | 10.22 | 14.4 | 185.31 | 19.69 |  | 16.6 | 80.75 |  | 1.36 | 1.8 | -0.37 | 0.32 | 2.32 | 2.16 | 0.24 | 5.06 | 4.9 | 5.68 |  |  |  | 12.96 | 17 |  |  | 801.82 |  | 175.02 | 68.66 | 71.2 | 22.5 | 166.8 | 57.66 | 11.2 | 9.48 | 5.86 | 5.06 | 5.66 | 10.62 | 44.45 | 16.98 | 4.05 | 0.56 | 1.89 | 2.16 | 1.08 | 4.05 | 25.92 | 91.08 | 44.48 |  |  |  | 171.92 |  | 6.84 | 11.52 | 5.76 | 14.02 | 8.28 | 65.18 | 44.92 | 76.96 | 80.78 | 18.09 | 9.22 | [7 empty] | 0.59 | [10 empty] | 12.35 | 12.35 | 2.47 | 9.88 | 8.64 | 9.24 |  | 25.2 | 11.2 | 3.15 | 2.8 | 3.15 | 5.2 | 3.24 |  | 138.6 | 34.65 | 58.04 | 18.5 | 42.02 | 21.6 | 10.08 | 7.2 | 37.24 | 7.6 | 6.35 | 48.45 | 12.12 | 3.74 | 3.06 | 14.07 | 3.54 | 2 | 0.55 |  | 27.72 |  |  | 54.44 | 17.34 | 27 | 6.14 | 48.96 |  |  |  | 5.2 |  | 155.94 | 83.84 | 19.76 | 4.94 | 14.82 | 39.52 | 17.29 | 17.28 | 19.6 | 17.29 |  | 25.2 | 1.61 | 4.94 | 3.15 | 18.9 | 1.89 | 2.07 | 1.89 |  |  | 4.46 |  |  |  |  | 141.73 | 4.94 | 4.94 | 9.88 |  | 3.18 | 17.28 | 4.32 | 2.47 | 22.05 | 5.67 | 4.46 | 9.88 | 3.24 | 22.23 | 19.76 | 4.94 | 8.64 |  | 28.35 | 6.48 | 15.74 | 3.73 | 3.09 |  |  | 41.76 | 159.12 | [12 empty] | 67.44 | 41.22 | 27.22 | 65.21 | 12.31 | 34.8 | 12.07 | 26.62 | 21.54 | 38.46 | 56.06 | 54.44 | 115.6 |  |  |  |  | 24.42 | 13.26 | 12.28 | 12.34 | 1.93 | 4.42 | 2.62 | 1.87 | 2.21 | 3.34 | 3.78 | 6.08 | 89.92 |  |  | 145.65 |  | 12.2 | 64.32 | 159.54 | 40.02 |  | 331.26 |  |  |  |  | 68.8 | 78.32 | 72.52 | 120.6 | 32.4 | 11.11 | 16.3 | 7.2 | 2.56 | 6.27 |  |  |  | 2.23 |  |  |  | 3.66 |  |  |  | 10.08 | 11.71 | 13.94 | 13.48 | 6.94 | 11.56 | 20.16 | 2.18 | 3.06 | 2.62 | 2.57 |  |  |  |  | 1.49 |  |  |  |  | 10.18 | 11.18 | 13.34 | 6.67 | 6.67 | 4.59 |  |  |  | 63.2 | 23.99 | 8.1 | 52.31 | 19.86 | 18.85 | 18.85 | 44.1526 | 44.1526 | 44.1526 | 44.1526 | 44.1526 | 44.1526 | 44.1526 | 44.1526 | 6.8288 | 6.8288 | 8.3808 | 8.3808 | 57.84 | 27.06 | 36.357 | 15.05 | 6.4 | 18.345 | 50.46 | 35 | 102.97 | 20.987 | 8.94 | 12.0635 | 11.535 | 12.0635 | 9.637 | [9 empty] | 84.82 | 135.9934 | 135.9934 | 135.9934 | 135.9934 | 135.9934 | 135.9934 | 135.9934 | 135.9934 | 135.9934 | 7.02 | 7.02 | 61 | 11.95 | 36.235 | 6.4 | 15.05 | 77.12 | 80.88 | 19.7325 | 136.008 | 124.674 | 51.3 | 86.45 | 11.334 | 8.97 | 3.995 | 3.035 | 3.035 | 11.8043 | [9 empty] | 66.56 | 1978.06 | 28.98 | 18.52 | 25.2 | 18.25 | 18.25 | 36.1 | 36.1 | 24.62 | 44.1 | 12.0375 | 10.44 | 8.64 | 10.44 | 9.72 | 9.72 | 5.04 | 2.88 | 64.64 | 86.85 | 48.25 | [13 empty] | 30.12 | 11.24 | 20.08 | 12.44 | 13.04 | 18.85 |  |  |  |  | 15.84 |  |  | 22.9 | 22.9 | 22.9 | 22.9 | 10.4 | 12.4 | 10.4 | 10.4 | 10.4 | 110.62 | 12.36 | 54.82 | 40.05 | 8.4 | 17.76 | 11.15 | 86.36 | [5 empty] | 7.0425 |  | 85.016 | 75.156 | 31.2 | 11.76 | [9 empty] | 26.57 |  | 3.6 |  | 10.1 | 8.41 | 26.4 | 28.4 | 10.668 | 14.24 | 12.96 | 15.6 |  | 1231.505 | 117.515 | 85.68 | 271.92 | 16.17 | 27.72 | 13.86 | 13.86 | [6 empty] | 6.58 |  | 77.52 | 35.81 | 40.5751 | 25.92 | 85.8 | 51.1 | 21.9 | 51.1 | 11.825 | 4.0775 |  |  |  | 55.35 | 27 | [7 empty] | 18.05 | 20.31 | 15.79 | 252.1 | 86.4 | 17.2 | 16 | 32.04 | 5.34 | 7.96 | 7.02 | 5.34 |  |  |  |  | 8.67 | 3.97 | 7.48 | 4.66 |  |  | 39 | 80.96 | 17.86 | 5.99 | [6 empty] | 5.01 | 1.64 | 1.64 | 0.82 | 1.28 |  |  |  |  | 23.04 |  | 19.8 | 9.7 | 104.84 | 29.62 |  |  |  | 89.84 | 12.22 |  |  |  | 48.7 | 19.79 | 6.8 | 29.06 | 13.2 | 24.2 | 39.74 | 27.08 | 46.52 | 83.78 | 41.24 | 8.24 | 5.45 | [10 empty] | 151.9 |  |  | 31.74 | 48.42 |  | 6.8 | 29.06 | 13.2 | 24.2 | 39.74 | 27.08 | 46.52 | 186.14 | 41.24 | 8.24 | 5.45 | [10 empty] | 151.9 |  |  |  | 18.97 | 24.37 |  | 82.05 |  |  |  | 36.92 | 11.7 | 19.4 | 5.41 | 89.92 | 20.78 | 51.4 | 119.6 | 88.9 | 49.12 | 15.84 | 13.05 | 20.57 | 388.2 | 34.48 | 6.68 | 134.82 | [7 empty] | 84.84 |  |  |  | 34.56 | 24.6 | 38.76 | 9.32 |  | 63 | 151.4 | 3.95 | 75.7 | 60.56 |  | 70.72 | 105.98 | 18.97 |  | 50.28
CIEQPCA02B05C01 | Concrete Protection; for Above Ground; Chemical Resistant Resin Coating (Epoxy) |  | m2 | [7 empty] | 2.6 | 2.6 | 2.73 | 2.73 | 2.73 | 2.21 | 2.21 | [6 empty] | 11.55 | 11.55 | 11.55 | 6 |  | 5.81 | 5.81 | 8.36 | 29.96 | 4.28 | 22.56 | 8.96 | [9 empty] | 15.52 | 3.88 | 24.88 | 16.96 | [7 empty] | 6.79 | 6.79 | 5.22 | 6.47 | 6.47 | 12.56 | 12.56 | 12.56 |  |  |  | 0.58 | 4.1 | 4.1 | 4.1 | [36 empty] | 40.8 | 2.91 | 3.07 | 2.36 | 3.53 | 4.98 |  |  | 13.65 | 1.36 | 12.8 | 4.56 | 6.44 | 35.92 | 6.6 | 9.32 | 33 | 8.44 | 5.24 |  | 16.74 | 16.74 | 4.92 | 4.02 | 15.74 | 29.1 | 27.93 | 9.31 | 11.64 | 9.31 | 13.2 | 7.62 | 10.76 | 10.75 | 10.75 | 13.63 | 6.72 | 29.1 | 13.44 | 5.72 | 1.92 | 2.52 | 9.84 | 7.92 | 12.67 | 9.31 | 4.66 | 7.92 | 7.92 | 8.98 | 12.67 | 7.92 | 8.98 | 12.67 | 8.98 | 13.82 | 6.05 | 5.21 | 5.21 | 1.49 | 9.8 | 3.58 | 6.91 | 3.46 | 8.35 | 6.91 | 4.9 | 15.24 | 4.9 | 3.07 | 7.68 | 4.03 | 2.86 | 4.03 | 4.03 | 2.86 | 2.86 | 2.86 | 2.86 | 4.51 | 3.2 | 1.6 | 5.04 | 2.6 | 4.99 | 3.6 | 6.7 | 3.6 | 3.6 | 4.22 | 18.28 |  |  |  | 53.04 | 53.04 | 53.04 | 53.04 | 3.76 | 38.21 |  | 158.34 | 138 | 125.76 | 138 | 1480.56 |  | 43.26 |  | 183.51 |  |  | 36.96 |  |  |  |  | 0.96 | 2.4 | 7.68 | 1.2 | 5.4 | 5.4 | [7 empty] | 0.32 | [7 empty] | 6 |  | 219.24 |  | 219.24 | [7 empty] | 0.32 | [7 empty] | 6 | [7 empty] | 0.32 | [7 empty] | 6 | 60.06 | 10.34 |  |  |  | 43.2 |  |  | 10.8 |  |  |  |  | 4.8 | 4.8 | 4.8 | 4.8 | [9 empty] | 4.38 | 5.64 | 1.8 | [6 empty] | 0.36 | [5 empty] | 1.9 | 1.9 |  |  |  |  | 0.72 | 1.08 |  |  |  | 1.92 | 1.92 | 1.92 | 7.68 | [9 empty] | 13.52 | [46 empty] | 1.9 | 80 |  | 34.4 |  | 73.2 |  |  |  | 9.5 | 12 | 5.64 | 16.6 | 1.56 | 22.44 | 1.07 | 1.07 | [6 empty] | 4.32 | 3.36 | 0.96 | 16.32 | 0.96 | 1.2 | 0.48 | 0.48 | 0.48 | 0.48 | 1.44 | 13.92 | 9.6 | 12.96 | 7.2 | 0.48 | 0.48 | 0.48 | 0.48 | 1.44 | 0.96 | 0.96 | [131 empty] | 13.2 | 6 | 21.12 | 27.04 | 6.02 | 28.8 |  | 20.7 | 4.14 | 27.06 | 12.42 | [5 empty] | 11 | 11 | 8.8 |  |  |  | 14.08 | 34.41 | 20.36 | 5.3 | 14.08 | 9.98 | 9.98 | 156 |  |  |  |  | 48.48 | 79.2 |  |  |  | 586.5 | [5 empty] | 8.8 | 34 | 16 | 1 | 2 | 4 | 2 |  |  | 1.6 | [32 empty] | 58.24 | 66.52 | 16.63 | 14.55 | 1.05 | [9 empty] | 1780 | 21.58 | 18.05 | 14.42 | 15.46 | 15.4 |  |  | 11.04 | [7 empty] | 6.93 | 6.93 | 2.63 | 2.63 | 2.63 | 2.63 | 2.63 | 2.63 | 6.45 | 6.45 | 6.45 | 6.45 | 5.7 | 5.7 | 3.01 | 3.01 | 3.01 | 3.01 | 1.85 | 4.56 | 4.56 | 3.7 | 3.7 | 2.78 | 2.78 | 2.18 | 2.18 |  |  |  | 6.52 | 0.36 | 2.55 | 3.96 | 10.56 | 3.52 | [26 empty] | 0.78 | 1.04 |  | 1.75 |  |  |  | 1.75 | [17 empty] | 2.54 | [31 empty] | 2.18 | 2.18 | 0.52 | [32 empty] | 5.76 | 10.64 | 4.56 | 6.16 | 2.16 | 1.08 | 1.08 | 0.66 |  |  |  |  | 7.4 | 5.76 | 6.7 | 8.21 | 1.8 |  |  |  | 7.21 |  |  | 5.11 | 1.6 | 2.4 | 0.48 | 0.36 | 0.36 | 7.2 |  |  | 1.32 |  | 0.94 | 1.41 |  | 1.44 | 2.88 | 1.44 | 2.88 | 22.8 | 4.56 |  |  |  |  | 10.71 | 11.41 |  |  |  | 2.61 | 1070 | 39.84 |  | 79.68 |  | 121.28 |  | 5.4 | 3.6 | 2.7 |  |  | 13.05 | 2.125 | 2.4 | 7.71 | 2.3 | 1.68 | 1.4 | 4.14 | 4.94 | 2.88 | 0.44 | 4.32 | 1.44 | 5.76 | 3.36 | 1.68 | 1.44 |  |  | 2.61 | 2.03 |  |  | 11.13 | 12.04 |  | 9.12 | 1.04 | 0.6 |  |  | 17.52 | 23 |  |  | 3.96 | 1.04 | 0.6 |  |  |  | 27.7 | 6.08 | 28 | 6.08 | 12.16 | 39.2 | 78.4 | 12.04 | 28 | 37.8 | 41.04 | 47.88 | 45.2 |  |  | 1.08 | 3 | 0.24 | 4.8 | 112.75 | 7.2 | 125.84 | 112.75 | 248.82 | 22.55 | 4.8 | 29.73 | 45.1 | 116.76 | 95.38 | 29.5 | 95.82 | 51.7 | 119.54 | 12.41 | 94.27 | 26.73 | 26.73 | 26.73 | 100.6 | 56.49 | 145.82 | 19.35 | 49.01 | 47.35 | 26.58 | 24.55 | 24.55 | 22.64 | 73.56 | 59.56 | 13.2 | 14.7 | 7.32 | 7.62 | 22.02 | 73.28 | 3.59 | 29.04 | 17.42 |  | 2.88 |  | 27 |  |  |  |  | 108 | 71.55 | 51.75 | 47.7 | 1.68 | 5.88 | 5.88 | 7.8 | 8.4 | 2.94 | 2.94 | 9.63 | 2.16 | 1.44 | 0.66 | 2.88 | 0.72 | 0.63 | 4.56 | 4.56 | 4.56 | 2.28 | 3.99 |  |  |  | 17.64 |  | 15.82 | 2.741 | 4.32 | 2.88 | 1.68 | 1.44 | 10.51 | 10.51 | 13.31 |  | 0.52 | 2.61 | 4.44 | 4.32 | 1.44 | 2.88 | 1.44 | 1.44 | 10.51 | 10.51 | 13.31 |  | 0.52 | 2.61 | 4.86 | 2.88 | 1.44 | 2.88 | 1.35 | 1.44 | 21.02 | 13.31 | 12.96 | 5.64 | 14.08 |  | 5.3422 | 2.61 | 4.32 | 1.44 | 2.88 | 9.12 |  |  |  |  | 2.08 | 72.8 | 72.8 | 124.8 | 6.08 | 6.08 | 6.08 | 6.08 |  |  |  | 2635.8 | 121.48 | 85.16 | 65.5 | 2.72 | 3 | 11.4 |  |  | 363.71 | 2.88 | 7.68 | 22.8 | 7.23 | 3.62 | [6 empty] | 588.88 | 4.56 | 9.12 | 0.82 |  |  |  |  | 9.12 | 4.56 |  |  | 2.88 | 2.88 | 2.88 | 1.44 | 2.88 |  |  | 0.36 |  |  |  |  | 6.24 | 0.4 | 0.23 |  | 4 | 1.6 |  |  |  | 8.84 | 7.28 | 18.2 |  |  | 13.26 | 1.82 | 3.64 | 3.64 |  | 7.28 | 9.1 | 3.64 |  |  |  |  | 13.95 | 7.7 | 3.7 | 7.54 | 2.8 | 1.18 | 1.38 | 0.64 | 0.7 | 0.93 | 6.84 | 1.15 | 0.64 | 1.68 | 5.2 | 0.84 | 2.6 | 6.9 | 32.76 | 1.92 | 7.68 | 3.84 | 2.11 | 1.4 | 0.7 | 2.26 | 5.28 | 6.66 | 17.8 | 3.01 | 6.48 |  | 16.38 | 34.44 | 21.15 | 25.2 |  |  |  | 94.34 | 5.6 |  | 323 | 25.2 | 185.44 | 31.92 | 59.54 | 7.74 | 12.7 | 1.88 | 12 | 20.8 | 12.82 |  |  |  |  | 17.76 | 17.76 |  | 284.58 |  |  |  |  | 544.8 | 78.89 | 5.08 | 10.16 | 1.8 | 11.52 | 22.66 | 22.86 | 6.44 | 7.5 | 12.88 | 2.5 | 7.44 | 4.51 | 2.26 | 3.08 | 4.56 | 0.31 | 1.6 | 4.98 | 20.92 | 14.4 | 13.1 | 2.85 | 8.41 | 20.93 | 17.3 | 3.28 | 7.9 | 0.72 |  |  |  |  | 12.96 | [7 empty] | 134.4 | 74.64 | 7.01 |  | 9.35 | 46.38 | 9.35 | 13.09 | 54.56 | 42.84 | 5.61 | 21.42 |  | 0.96 | 4.5 | 0.64 | [7 empty] | 122.76 | 115.95 | 8.73 | 5.82 | 5.82 | 5.82 | 2.76 | 757.89 | 369.15 | 565 | 79.38 | [11 empty] | 10.8 | 2.7 | 2.7 | 231.64 | 4 |  | 35.66 | 63.75 |  | 3.6 | 4.76 | 0.91 | 0.48 | 9.96 | 8.4 | 0.48 | 0.62 | 1.08 | 1 |  |  |  | 3.6 |  |  |  | 341.2 |  | 267.38 | 55.38 | 11.44 | 1.69 | 16.08 | 8.04 | 5.96 | 7.58 | 4.7 | 1.51 | 1.52 |  | 4.29 | 3.22 | 11.4 | 1.12 | 5.32 | 6.08 | 3.04 | 12 | 9.36 | [5 empty] | 147.36 |  | 5.26 | 8.16 | 6.96 | 10.28 | 6.8 | 159.06 | 81.06 | 6.43 | 6.44 | 1.61 | 2.14 |  |  | 22.89 | 2.58 | 2.58 | 2.89 | 1.14 | 0.17 | 0.17 | [7 empty] | 0.86 |  | 2.7 | 2.7 | 1 | 2.96 | 0.32 | 2.68 | 0.24 | 10.72 | 4.28 | 0.94 | 0.75 | 1.34 |  |  | 4.84 | 7.52 | 1.88 | 3.76 | 5.36 |  | 19.2 | 8.4 | 4.24 | 4.28 | 1.07 | 1.07 | 14.25 | 3.57 | 1.1 | 0.9 | 3.99 | 1.02 | 0.56 | 0.16 |  | 15.12 |  |  | 2.88 | 20.66 | 13.44 | 1.68 | 15.69 |  |  |  | 4.68 |  | 98.41 | 24.42 | 4.08 | 1.38 | 3.48 | 11.84 | 5.18 |  | 7.07 | 5.18 |  | 10.72 | 1.07 | 0.28 | 1.24 | 3.84 | 1.34 | 1.34 | 1.34 | 5.73 | 3.63 | [5 empty] | 89.44 | 1.02 | 1.74 | 2.68 | 0.71 | 1.98 |  |  | 0.74 | 9.38 | 4.02 |  | 1.76 | 0.88 | 5.22 | 7.52 | 1.12 |  |  | 12.06 | 4.02 | 3.42 | 0.51 |  | 12.2 |  | 2.94 | 16.8 | [12 empty] | 9.18 | 2.24 | 2.24 | 5.6 | 2.24 | 2.24 | 1.12 | 2.24 | 2.24 | 3.36 | 2.24 | 4.48 | 8.96 | 28.8 | 0.88 | 2.87 | 4.56 | 7.86 | 5.98 | 5.76 | 5.68 | [8 empty] | 21.96 | 5.49 |  | 90.84 |  | 2.38 | 13.6 |  |  |  | 257.38 |  |  |  |  | 13.92 | 16.7 | 17.28 | 20.16 | 6.96 |  | 1.35 | 0.81 | 0.31 | 0.6 | 0.34 | 5.92 | 80.36 | 0.08 |  |  |  | 0.14 | 1.15 | 2.62 | 2.3 | 6.8 | 6.98 | 10.8 | 12.48 | 4.02 | 10.86 | 11.44 |  |  |  |  | 1.92 | 0.52 |  | 0.07 | 0.24 | 0.28 | 0.04 |  | 0.12 | 2.2 | [8 empty] | 21.44 | 8.16 | 1.48 | 39.06 |  | 7.85 | 7.85 | 21.3864 | 21.3864 | 21.3864 | 21.3864 | 21.3864 | 21.3864 | 21.3864 | 21.3864 | 2.2 | 2.2 | 3.4074 | 3.4074 | 13.104 | 3.6 | 4.464 | 1.68 | 0.84 | 3.36 | 5.4 | 4.96 | 4.32 | 4.464 | 4.032 | 0.936 | 0.18 | 0.936 | 0.432 | [8 empty] | 74.8726 |  | 104.9096 | 93.5606 | 82.2116 | 82.2116 | 82.2116 | 82.2116 | 82.2116 | 82.2116 | 82.2116 | 11.5284 | 11.5284 | 10.96 | 2.74 | 7.124 | 2.94 | 5.88 | 30.576 | 12.056 | 9.042 | 2.688 | 2.464 | 16.44 | 21.92 | 0.224 | 9.504 | [12 empty] | 194.1647 |  |  | 11.11 | 7.1 | 3.96 | 5.06 | 5.06 | 8.96 | 8.96 | 9.07 | 8.8 | 2.75 | 9.1292 | 5.7024 | 6.7628 | 6.2964 | 7.0308 | 5.8352 | 2.88 | 4.4 | 9.9 | 5.5 |  | 88.024 | [11 empty] | 3.744 | 1.248 | 2.496 | 1.248 | 1.248 | 7.79 |  |  |  |  | 3.84 |  | 0.792 | 7.63 | 7.32 | 7.32 | 7.32 | 7.592 | 7.068 | 4.1288 | 9.0792 | 7.5608 | 18.48 | 1.2 | 5.2 | 6 | 1.4 | 1.2 | 1.4 | 5.6 | [5 empty] | 0.66 | 70.7851 | 10.08 | 10.08 | 8.58 | 7.3024 | [9 empty] | 7.4 | 48.56 | 1.4 |  | 3.36 | 1.64 | 3.28 | 3.28 | 1.428 |  |  | 10.8 |  | 112.112 | 10.192 | 8 | 19.968 | 16.401 | 11.55 | 3.311 | 8.2005 | [5 empty] | 399.4004 | 0.36 |  | 6.96 | 33.43 | 22.1247 | 7.488 | 26.8 | 18.76 | 6.24 | 14.56 | 3.388 | 1.694 |  | 14.0106 | [10 empty] | 7.82 | 8.8 | 6.84 | 16 | 9.6 | 2.8 | 2.8 | 7.26 | 1.26 | 2.52 | 2.52 | 1.21 |  |  |  |  | 2.68 | 2.68 |  | 0.9 |  |  | 7.76 | 15.36 | 4.22 | 2.11 |  | 5.65 | 3.49 |  |  | 5.65 | 1.5 | 1.64 | 1.42 | 1.09 | 0.02 | 0.66 | [5 empty] | 3.12 | 2.08 | 5.76 | 1.44 |  |  |  | 39.04 | 4.88 |  |  |  | 49.38 | 20.4 | 2.64 | 5.23 | 2.64 | 5.23 | 6.1 | 5.23 | 4 | 19.34 | 6.8 | 3.38 | [11 empty] | 137.2 |  |  | 32.18 | 49.9 |  | 2.64 | 5.23 | 2.64 | 5.23 | 6.1 | 5.23 | 4 | 38.68 | 6.8 | 3.38 | [11 empty] | 137.2 |  |  |  | 7.64 | 9.82 | [5 empty] | 4.84 | 2.08 |  |  | 387.25 | 0.97 | 1.94 | 30.4 | 6.5 | 2.86 | 2.88 | 1.8 | 14.58 | 267.3 | 35.64 | 0.8 | 17.74 |  |  |  | 3.4 | 13 | 36.25 | 32.76 | 73.59 |  |  |  | 1.52 | 2.28 | 34.02 | 11.34 |  | 1.68 | 9.8 | 12.86 | 4.9 | 3.92 |  | 2.24 | 6.86 | 7.64 | 6.8 | 5.04
CIEQPCA02B09C01 | Concrete Protection; for Above Ground; Chemical Resistant Brick |  | m2 |  |  |  | 10
CIEQPCA03B05C01 | Concrete Protection; for Internal Protection( inside MH, Sump or Pit, etc.); Chemical Resistant Resin Coating (Epoxy) |  | m2 | [204 empty] | 228.56 | [38 empty] | 355.8 |  | 355.8 | [951 empty] | 36.12 | 157.3 | [9 empty] | 65.3 | [15 empty] | 40.16 | 45.96 | 251.46 | 466.79 | [38 empty] | 39.48 | 366.83 | [73 empty] | 12.04 | 19.7 | [24 empty] | 25.76 | 96.47 | 43.69
CIEQPCA03B08C01 | Concrete Protection; for Internal Protection( inside MH, Sump or Pit, etc.); Chemical Resistant Tile |  | m2 |  |  |  | 10
CIEQPCA03B09C01 | Concrete Protection; for Internal Protection( inside MH, Sump or Pit, etc.); Chemical Resistant Brick |  | m2 |  |  |  | 10
CIEQPEA02B01C01 | P.E Sheet; T > 0.2 mm; 1 Layer |  | m2 | [7 empty] | 11.79 | 11.79 | 12.65 | 12.65 | 12.65 | 8.76 | 8.76 |  | 19.48 |  | 14.44 |  |  | 16.61 | 16.61 | 16.61 | 8.7 | 31.36 | 2.52 | 2.52 |  | 6.86 | 0.98 | 4.8 | 1.75 |  | 4.13 |  |  |  |  | 6.19 |  |  | 48 | 12 | 67.2 | 19.36 | 8.64 | [5 empty] | 6.19 |  |  | 8.75 | 11.96 | 11.96 | 6.76 | 6.76 | 6.76 | 202.76 | 202.76 | 202.76 | 7.19 | 2.34 | 2.34 | 2.34 | 144.44 | 54.76 | [15 empty] | 7.35 | [9 empty] | 24.08 |  | 12 | [12 empty] | 3.92 | 7.56 | 76.95 | 10.88 | 61.56 | 15.39 | 30.78 | 79.36 | 48.24 | 0.08 | 134.4 | 53.76 | 3.92 | 1.08 | 46.17 | 46.17 | 12.69 | 12.69 |  | 70.2 |  |  |  |  | 39.68 | 19.84 | 28.08 |  |  |  | 0.04 | 76.95 | 30.78 | 39.68 | 15.39 | 15.39 | 30.78 | 12.69 |  |  | 0.04 | 14.04 | 14.04 | 18.24 |  | 0.04 | 21.44 |  | 0.04 |  | 21.44 | 21.44 | 28.49 | 0.04 | 30.78 |  |  | 0.04 |  |  | 0.04 | 39.68 | 24.79 |  | 56.16 |  | 0.04 |  |  | 11.34 | 14.04 | 7.04 | 7.04 |  | 0.04 | 0.04 | 16.28 | 9.24 |  | 9.24 | 16.28 | 8.14 | 8.14 | 19.84 | 36.85 |  |  |  | 624.58 | 624.58 | 624.58 | 624.58 | 29.52 | 156.15 |  | 86.4 | [7 empty] | 290.58 |  | 245.28 |  |  |  | 48.48 |  | 14.34 | 0.24 |  | 0.12 | 5.16 | 5.16 | [7 empty] | 10.04 | 6.89 | 149.24 | 1.08 | 2.88 | 1.74 | 1.08 | 33.81 | 0.6 |  | 154.84 |  | 154.84 | [7 empty] | 10.04 | 6.89 | 149.24 | 1.08 | 2.88 | 1.74 | 1.08 | 33.81 | 0.6 | [7 empty] | 10.04 | 6.89 | 149.24 | 1.08 | 2.88 | 1.74 | 1.08 | 33.81 | 0.6 | 35.62 | 11.56 | 8.51 | 43.49 | 98.04 |  | 2.45 |  | 17.28 | 1.95 | 0.78 | 8.82 | 26.46 |  |  |  |  | 0.98 | 1 | 1 | 1 | 1 |  |  |  |  | 5.72 | 17.34 | 220.68 | 4.9 |  | 232.16 |  | 49.76 |  | 0.04 |  |  |  |  | 9.25 | 1.52 | 1.52 | 0.72 | 1.26 | 0.36 | 0.72 | 1.28 | 1.92 | 1.44 | 3.36 | 3.92 | 13.34 | 0.04 | 46.55 | 0.16 | 48 | 12.91 | 1.28 | 13.04 | 1.28 | 15.62 | 1.28 | 15.62 | 1.28 | 15.6 | [47 empty] | 35 |  | 15.05 |  | 32.03 |  |  |  | 45 | 45 | 16.8 | 22.68 | 2.23 | 32.56 | 1.11 | 1.11 | 2.61 | 2.61 | 2.61 | 2.61 | 2.13 | 2.13 | 17.64 | 13.72 | 1.12 | 66.64 | 3.92 | 0.67 | 3.13 | 0.64 | 0.64 | 5.77 | 1.92 | 56.84 | 39.2 | 52.92 | 29.4 | 3.22 | 0.64 | 1.82 | 3.84 | 1.92 | 4.74 | 1.28 | [27 empty] | 38.44 | 153.76 | 153.76 | 192.2 | 17.59 | 32 | 26.72 |  |  |  | 39.52 | 35.28 |  |  |  | 51.2 | 39.52 |  |  |  | 18.48 | 18.48 |  |  |  | 29.48 |  |  | 35.28 | [169 empty] | 959.18 | 259.2 | 101.5 |  |  |  | 70.82 |  | 68.81 | 48.52 | 31.37 | 35.89 | 35.64 |  |  |  | 2.88 |  |  |  | 92.11 | 29.21 | [26 empty] | 7.31 | 7.56 |  |  |  | 19.6 | 19.6 | 4.9 | 9.8 | 14.7 | 4.9 | [18 empty] | 34.39 | 9.6 | [6 empty] | 1 | 2 |  | 4.4 |  |  |  | 2.13 | [17 empty] | 2 | [31 empty] | 3.24 | 1.98 | 1 | [32 empty] | 79.04 |  |  | 16 | 5.76 | 4.8 | 2.15 | [5 empty] | 3.38 | 4.84 | 6.33 | 8.66 | 5.78 | 2.96 | 4.6 | 15.01 | 5.1 | 5.8 | 10.1 | 3.6 | 14.4 | 5.76 | 5.76 | 7.48 | 7.48 | 37.4 | 5.41 | 12.1 | 4.74 | 5.1 | 3.36 | 4.65 | 17.8 | 3.92 | 7.84 | 7.4 | 35.84 | 72.9 | 17.28 | 8.85 | 4.59 | 3.1 | 4.1 | 7.6 | 8.1 | 3.1 |  |  | 5.69 | 1080.7 | 17 |  | 52.26 |  | 30.4 |  | 28.56 | 22.49 | 12 | 21.9 | 14.1 |  |  | 3.2 |  |  | 2.94 | 0.2 | 0.08 | 0.08 | 23.36 | 1.08 | 22.44 | 7.48 | 71.68 | 29.16 | 17.28 | 17.28 |  |  | 5.33 | 2.85 | 8.55 | 3.3 | 7.8 | 8.4 | 3.1 | 23.04 | 0.92 | 0.96 |  |  | 12.32 | 16 |  |  | 11.56 | 0.92 | 0.96 |  |  |  | 19.3 | 14.08 | 14.08 | 32.9 | 59.5 | 12.4 | 37.8 | 8.5 | 19.67 | 9.3 | 13.44 | 20.16 | 22.4 |  |  | 0.76 | 1.47 |  | 14.58 | 36.45 | 30.72 | 40.96 | 51.2 | 69.36 | 11.56 | 35.28 | 17.64 | 12.91 | 83.35 | 68.08 | 9.46 | 43.84 | 14.14 | 54.29 | 6.15 | 47.09 | 11.23 | 11.23 | 11.23 | 25.1 | 16.02 | 37.92 | 8.1 | 11.15 | 15.24 | 8.52 | 12.23 | 12.23 | 8.37 | 31.23 | 27.02 | 5.45 | 6.08 | 2.57 | 3.41 | 10.01 | 26.79 | 5.82 | 15.72 | 7.92 |  | 16.8 | 2.2 | 22.8 |  |  | 9.4 | 7.8 | 11.75 | 7.8 | 5.5 | 5.2 | 4.84 | 20.48 | 27.38 | 7.84 | 9 | 11.47 | 10.24 | 3.63 | 6.76 | 13.44 | 0.56 | 23.4 | 0.64 | 0.53 | 19.76 | 10.73 | 25.08 | 0.64 | 1.54 | 3.4 | 4.4 | 11.55 | 12.5 | 12.48 | 11.2 | [56 empty] | 490.8739 |  | 6.38 | 4.08 | 11 | 13 |  |  |  | 235.91 | 21.87 | 140.16 | 23.04 | 9.49 | 0.04 |  | 4.86 | 6.2 | 7.8 | 6.2 |  | 167.34 | 11.52 | 47.36 | 1.8 |  |  |  |  | 47.36 | 11.52 |  |  | 35.84 | 35.84 | 35.84 | 7.48 | 14.96 |  |  | 7.48 |  |  |  |  | 13.02 | 2.88 | 1.44 | 7.02 | [5 empty] | 40.96 | 29.16 | 48.4 | 111.6 |  | 61.44 | 7.29 | 23.95 | 19.21 |  | 40.96 | 36.45 | 5.78 |  |  |  |  | 144 | 81.2 | 36.45 |  | 21.16 | 6.25 | 6.25 | 4.8 | 4.8 | 8.88 | 14.44 |  | 2.89 |  |  | 2.89 | 2.25 |  | 4.5 |  |  |  |  | 9.52 | 13.69 | 1.96 | 5.52 | 12.98 | 6.16 | 5.6 | 12 | 68.5 |  |  | 15.39 |  |  |  |  | 348.4 | 18.4 | 61.15 |  | 27.04 | 171 |  | 54.6 |  | 11.25 |  |  | 7 | 8.16 |  | 112.7 | 2.1 |  | 8.4 | 8.4 | 100.43 | 101.64 |  |  |  |  | 175.93 | 53.63 |  |  | 10.24 | 38.72 | 65.76 | 46.02 | 16.8 |  | 15.68 |  |  |  | 3.92 |  |  | 1.44 | 13.68 |  | 12 | [10 empty] | 216.3 | 6.3 |  | 12 | 133 | [6 empty] | 61.6 | 34.21 | 6.43 | 3.52 | 68.45 | 38.48 | 68.15 | 60.9 | 48.88 | 12 | 18 | 6 | [11 empty] | 42.24 | 54.6 | 41.07 | 14.08 | 23.68 | 21.84 | 9.68 | 252.63 | 102.72 | 210 | 33.88 | [13 empty] | 6.84 | 86.04 |  | 90.75 |  | 36.13 | [8 empty] | 1.8 | [5 empty] | 4 | 10.5 |  |  | 204.72 | 0.9 | 1524.18 | 82.56 | 32 | 12.6 |  | 27.54 | 4.91 | 4.4 | 1.92 |  | 2.88 | [9 empty] | 8 | 51.26 | 18.12 | 1.4 |  |  | 67.54 |  | 2.24 | 3.36 | 1.68 | 7.22 | 3.14 | 115.62 | 56.36 | 52.47 | 54.22 | 8.92 | 3.59 | [7 empty] | 0.25 | [22 empty] | 1.7 | 1.07 |  | 68.88 | 17.22 | 33.34 | 5.58 | 49.58 | 9.88 | 4.48 | 2.46 | 14.2 | 2.56 | 1.73 | 60.9 | 5.28 | 1.44 | 1.21 | 7.56 | 1.8 | 1 | 0.28 |  | 6.3 |  |  | 26.52 | 8.14 | 9.03 | 2.04 | 86.44 | [5 empty] | 79.49 | 42.74 | [19 empty] | 1.27 |  |  |  |  | 72.24 | [10 empty] | 1.27 | [9 empty] | 7.04 | 0.72 | 1.47 |  |  | 21.87 | 77.76 | [12 empty] | 54.3 | 22.52 | 11.07 | 31.06 | 4.7 | 17.47 | 4.84 | 10.64 | 7.1 | 15.94 | 33.82 | 22.14 | 44.28 | [8 empty] | 0.8 | 2.04 | 1.02 | 0.8 | 1.02 |  |  |  | 59.64 |  |  | 52.99 |  | 6.25 | 35.28 | 243.42 | 89.66 |  | 158.97 |  |  |  |  | 23.12 | 32.64 | 28.6 | 57.76 | 11.06 | [8 empty] | 0.49 |  |  |  | 0.98 | [10 empty] | 1.02 | 1.02 | 1.02 | 1.02 |  |  |  |  | 0.38 | [13 empty] | 19.36 | 10.4 | 2.42 | 78.5 |  | 7.0686 | 7.0686 | 18.8574 | 18.8574 | 18.8574 | 18.8574 | 18.8574 | 18.8574 | 18.8574 | 18.8574 | [29 empty] | 144.2011 | 144.2011 | 144.2011 | 144.2011 | 144.2011 | 144.2011 | 144.2011 | 144.2011 | 144.2011 | [31 empty] | 19.2442 | 5.8535 |  | 2.8353 | 2.8353 |  |  | 4.5239 | [38 empty] | 6.3794 | 6.3794 | 6.3794 | 6.3794 | [63 empty] | 32.1699 | 20.4282 | [16 empty] | 9 |  |  | 12.76 | 15.98 | 9.9 | 156 | 43.74 | 8 | 8 | 12.6 | 2.1 | 2.2 | 2.28 | 2.1 |  |  |  |  | 2.37 | 0.91 | 1.35 | 2.04 |  |  | 19.36 | 40.96 | 5.94 | 2.75 | [6 empty] | 3.63 | 0.98 | 0.98 | 0.49 | 1.21 | 0.66 |  |  |  | 20.48 |  | 8.67 | 3.3 | 25 | 8.88 | 3.75 |  |  | 64 | 7.68 | 3.75 |  |  | 60.99 | 10.75 | 2.89 | 11.25 | 7.29 | 9.04 | 15.95 | 11.3 | 19.44 | 36.08 | 18.6 | 2.2 | 1.47 | [10 empty] | 112.7 |  |  | 26.53 | 60.3 |  | 2.89 | 11.25 | 7.29 | 9.04 | 15.95 | 11.3 | 19.44 | 72.16 | 18.6 | 2.2 | 1.47 | [10 empty] | 112.7 |  |  |  | 9.93 | 15.98 |  | 43.76 |  |  |  | 12.96 | 2.88 | 4.8 | 1.12 |  | 9.4 | 31.49 | 46.28 | 23.9 |  | 5.76 | 7.29 | 7.75 | 145.2 | 7.84 | 2.08 | 53.7 | [7 empty] | 24.27 |  |  |  | 15.2 | 3.84 | 15.12 | 2.16 |  | 38.44 | 57.8 | 3.2 | 28.9 | 23.12 |  |  | 40.46 | 9.93 |  | 14.52
CIEQLIA01B01C01 | Lining for Containment (Pond, Pit, Dike); HDPE Lining; T : 60 mils(1mils = 0.025mm) |  | m2 | [846 empty] | 1.48 |  | 1.97 | [39 empty] | 2.34 | [31 empty] | 2.34 | [11 empty] | 2.77 |  |  |  | 4.28 | [184 empty] | 160 | 3.06 | 4.68 |  |  |  | 3.06 | 4.24 | [5 empty] | 3.24 | 1.59 |  | 1.86 | [9 empty] | 120.56 |  | 144
CIEQLIA01B02C01 | Lining for Containment (Pond, Pit, Dike); HDPE Lining; T : 80 mils(1mils = 0.025mm) |  | m2 |  |  |  | 10
CIEQGRA01B01C01 | Grouting; Nonshrink Cement Based Grout |  | m3 | [7 empty] | 0.2 | 0.2 | 0.22 | 0.22 | 0.22 | 0.24 | 0.24 | [6 empty] | 0.63 | 0.63 | 0.63 | 0.25 | 1.36 | 0.11 | 0.11 | 0.08 | 0.14 | 0.02 | [11 empty] | 0.08 | 0.02 | 1.61 | [8 empty] | 0.11 | 0.11 | 0.23 |  |  | 0.03 | 0.03 | 0.03 | 5.68 | 5.68 | 5.68 | 0.01 | 0.08 | 0.08 | 0.08 | 4.04 | 1.48 | 0.03 | 0.58 | 0.58 |  | 0.01 | 0.03 | 0.01 |  |  |  | 0.03 |  |  | 0.01 |  |  | 0.04 | [17 empty] | 1.6 | 0.12 | 0.13 | 0.08 | 0.17 | 0.47 |  |  | 0.15 | 0.02 | 0.16 | 0.04 | 0.04 | 0.16 | 0.04 | 0.04 | 0.2 | 0.08 | 0.02 |  | 0.12 | 0.12 | 0.03 | 0.03 | 0.08 | 0.15 | 0.12 | 0.04 | 0.07 | 0.04 | 0.08 | 0.04 | 0.04 | 0.04 | 0.04 | 0.04 | 0.03 | 0.15 | 0.06 | 0.08 | 0.03 | 0.03 | 0.06 | 0.03 | 0.04 | 0.04 | 0.02 | 0.03 | 0.03 | 0.04 | 0.04 | 0.03 | 0.04 | 0.04 | 0.04 | 0.08 | 0.06 | 0.06 | 0.06 | 0.01 | 0.08 | 0.06 | 0.04 | 0.02 | 0.06 | 0.04 | 0.04 | 0.08 | 0.04 | 0.04 | 0.12 | 0.04 | 0.04 | 0.04 | 0.04 | 0.04 | 0.04 | 0.04 | 0.04 | 0.04 | 0.04 | 0.02 | 0.06 | 0.02 | 0.04 | 0.02 | 0.04 | 0.02 | 0.02 | 0.04 | 1.74 |  |  |  | 15.39 | 15.39 | 15.39 | 15.39 | 0.03 | 3.79 | [19 empty] | 0.12 |  | 0.18 | 0.18 | [52 empty] | 1.17 | 0.04 |  |  |  | 0.2 | 0.05 |  | 0.12 |  |  |  |  | 0.04 | 0.04 | 0.04 | 0.04 | [9 empty] | 0.18 | 0.06 | 0.06 | 0.1 | [11 empty] | 0.06 | 0.06 | [69 empty] | 0.13 | [10 empty] | 0.06 | 0.22 | 0.07 | 0.68 | 0.05 | 0.05 | [159 empty] | 0.1 | 0.08 | 0.16 | 0.32 | 0.08 | 0.08 | 0.03 | 0.2 | 0.04 | 0.24 | 0.12 | 0.12 |  |  |  |  | 0.1 | 0.1 | 0.08 | 0.04 | 0.09 | 0.09 | 0.62 | 1.31 | 1.31 | 0.03 | 0.62 | 0.31 | 0.31 | [5 empty] | 3.48 | 9.28 | [5 empty] | 0.4 | 0.06 | 0.02 |  | 0.08 | 0.34 | 0.16 | 0.01 | 0.02 | 0.03 | 0.02 | 0.06 |  | 0.01 |  |  | 0.03 | 0.04 | 0.04 | [6 empty] | 0.01 | 0.02 |  |  |  |  | 0.08 | 0.04 | 0.18 | 0.42 | 0.31 | 0.06 | [9 empty] | 0.07 | 0.12 | 0.03 | 0.04 | 0.01 | [10 empty] | 3.29 | 2.3 | 1.47 | 1.69 | 1.68 |  |  | 0.07 | [32 empty] | 0.03 | 0.03 | [36 empty] | 0.02 |  | 0.01 |  |  |  | 0.01 | [49 empty] | 0.01 | 0.01 | [33 empty] | 0.16 | 0.2 | 0.2 | 0.08 | 0.04 | 0.02 | 0.02 | 0.02 | [5 empty] | 0.12 | 0.16 | 0.22 | 0.12 | [11 empty] | 0.02 | 0.2 | [7 empty] | 0.04 | 0.08 | 0.04 | 0.08 | 0.2 | 0.04 | [9 empty] | 0.01 | [7 empty] | 0.11 | 0.1 | 0.06 |  |  | 2.875 | 0.14 |  | 0.605 | 0.455 |  |  |  |  | 0.08 |  | 0.12 |  | 0.16 | 0.08 | 0.04 | 0.04 |  |  | 0.01 | 0.04 | [5 empty] | 0.08 | [8 empty] | 0.08 | [6 empty] | 0.06 | 0.02 | 0.06 | 0.12 | 0.05 | 0.1 | [11 empty] | 0.04 |  | 0.06 | 0.08 | 0.1 | 0.18 | 0.02 | 0.04 | [35 empty] | 0.08 | [10 empty] | 0.02 | 0.1 | 0.1 | 0.34 | 0.39 | 0.05 | 0.05 |  | 0.04 | 0.04 | 0.02 | 0.08 | 0.02 | 0.01 | 0.04 | 0.04 | 0.04 | 0.02 | 0.05 | [6 empty] | 0.036 | 0.108 | 0.072 | 0.049 | 0.035 | 0.036 | 0.036 | 0.036 |  |  | 0.010125 | 0.036 | 0.108 | 0.035 | 0.072 | 0.035 | 0.035 | 0.036 | 0.036 | 0.036 |  |  | 0.010125 | 0.036 | 0.072 | 0.035 | 0.07 | 0.0315 | 0.035 | 0.07 | 0.035 | 0.036 | 0.036 | 0.072 |  | 0.13066 | 0.010125 | 0.108 | 0.036 | 0.072 | 0.072 |  |  |  |  | 0.01425 |  |  |  | 0.064 | 0.064 | 0.064 | 0.064 |  |  |  | 5.28 |  |  |  | 0.08 | 0.12 | 1.4 |  |  |  | 0.06 | 0.16 | [10 empty] | 0.0784 | 0.368 | 0.02512 |  |  |  |  | 0.368 | 0.0784 |  |  | 0.08 | 0.08 | 0.08 | 0.088 | 0.3488 |  |  | 0.0584 |  |  |  |  | 0.08 | 0.0384 | 0.0196 | 0.09 | 0.1 | 0.04 |  |  |  | 0.16 | 0.08 | 0.2 |  |  | 0.24 | 0.02 | 0.05 | 0.05 |  | 0.08 | 0.1 | 0.04 |  |  |  |  | 0.3 | 0.1 | 0.05 | 0.04 | 0.04 | 0.02 | 0.03 | 0.01 | 0.01 | 0.02 | 0.39 | 0.01 | 0.01 | 0.02 | 0.02 | 0.01 | 0.01 | 0.06 |  | 0.03 | 0.12 | 0.06 | 0.04 | 0.02 | 0.01 | 0.05 | 0.15 | 0.38 | 0.18 | 0.15 |  |  | 0.14 |  | 0.36 | 0.18 |  |  |  | 2.76 | 0.2 |  | 1 | 0.27 | 0.76 | 0.07 | 0.26 | 0.27 | 0.05 | 0.08 |  | 0.38 | 0.38 | [14 empty] | 0.02 | 0.03 | 0.03 | 0.16 | 3.269 | 2.289 | 0.04 | 0.06 | 0.08 | 0.02 | 0.07 | 0.04 | 0.02 | 0.04 | 0.04 |  | 0.04 | 0.16 | 0.32 | 0.2 | 0.15 | 0.04 |  |  | 0.1 | 0.02 | 0.2 | 0.01 | [16 empty] | 0.1 | 0.04 | 0.1 | 0.14 | 0.06 | 0.04 | 0.06 | 0.02 | [11 empty] | 0.12 | 0.1 | 0.06 | 0.04 | 0.04 | 0.04 | 0.02 |  |  |  | 0.07 | [12 empty] | 0.01 | 0.02 |  |  |  | 0.02 |  |  | 0.04 | 0.08 | 0.04 |  | 0.08 |  |  | 0.02 | 0.02 | [10 empty] | 37.62 | 4.152 | 0.16 | 0.02 | 0.06 | 0.06 | 0.273 | 0.18 | 0.08 | 0.01 |  |  | 0.02 | 0.01 | [14 empty] | 0.1 | 0.16 | 0.08 | 0.34 | 0.14 | 5.42 | 2.56 | 0.04 | 0.04 | 0.01 | 0.01 | [25 empty] | 0.08 |  | 0.01 |  | 0.01 |  |  |  | 0.04 | 0.01 | 0.02 | 0.04 | 2.24 | 0.4 | 0.18 | 0.1 | [15 empty] | 0.13 |  | 0.06 | 0.02 | 0.32 | [16 empty] | 0.08 |  |  | 0.01 | 0.06 | 0.01 | 0.01 | 0.01 | [16 empty] | 0.07 | 0.03 | [8 empty] | 0.09 | 0.03 |  |  | 0.01 |  |  | 0.06 | 0.24 | [12 empty] | 0.15 | 0.05 | 0.05 | 0.12 | 0.05 | 0.05 | 0.02 | 0.05 | 0.04 | 0.07 | 0.05 | 0.1 | 0.2 | 0.48 | 0.02 | 0.07 |  | 0.18 | 0.24 | 0.16 | 0.22 | [13 empty] | 0.02 | 0.08 | 2.46 | 0.63 | [6 empty] | 0.08 | 0.14 | 0.14 | 0.2 | 0.04 | 0.01 |  |  | 0.01 |  |  | 0.04 | 0.49 | [7 empty] | 0.01 | 0.1 |  | 0.22 | 0.2 |  | 0.16 | 0.2 | [22 empty] | 0.16 | 0.09 | 0.02 | 2.42 | 0.18 | 0.14 | 0.14 | 0.25918 | 0.25918 | 0.25918 | 0.25918 | 0.25918 | 0.25918 | 0.25918 | 0.25918 | 0.0501 | 0.0501 | 0.066 | 0.066 | 0.0756 | 0.0216 | 0.03375 | 0.015 | 0.0075 | 0.01485 | 0.045 | 0.03 | 0.1215 | 0.03375 | 0.0216 | 0.013575 | 0.01215 | 0.013575 | 0.01215 | [8 empty] | 0.3369 |  | 0.4948 | 0.4948 | 0.4948 | 0.4948 | 0.4948 | 0.4948 | 0.4948 | 0.4948 | 0.4948 | 0.136 | 0.136 | 0.03 | 0.0075 | 0.02535 | 0.0075 | 0.015 | 0.1008 | 0.0363 | 0.027225 | 0.1152 | 0.1056 | 0.045 | 0.0825 | 0.0096 | 0.0243 | 0.01215 | 0.00135 | 0.00135 | 0.00135 | [8 empty] | 0.74078 |  | 2.7877 | 0.26 | 0.16 | 0.054 | 0.08 | 0.08 | 0.1 | 0.1 | 0.1 | 0.1 | 0.078125 | 0.15306 | 0.106 | 0.15306 | 0.127 | 0.142 | 0.067 | 0.018 | 0.036 | 0.081 | 0.045 |  | 0.2553 | [11 empty] | 0.0324 | 0.0108 | 0.0216 | 0.0108 | 0.0108 | 0.38 |  |  |  |  | 0.0192 |  | 0.0054 | 0.16 | 0.16 | 0.16 | 0.16 | 0.13506 | 0.151 | 0.121 | 0.121 | 0.121 | 0.252 | 0.018 | 0.085 | 0.09 | 0.0245 | 0.018 | 0.0245 | 0.098 | [5 empty] | 0.005625 | 0.1899 | 0.147 | 0.147 | 0.40519 | 0.14706 | [9 empty] | 0.075 | 0.893 | 0.015 |  | 0.03 | 0.00625 | 0.0125 | 0.0125 | 0.04 |  |  |  |  | 1.0312 | 0.09375 | 0.8 | 0.2304 | 0.36 | 0.36 | 0.18 | 0.18 | [5 empty] | 1.3165 | 0.0084 |  | 0.216 | 0.33 | 0.26861 | 0.342 | 0.15 | 0.105 | 0.045 | 0.105 | 0.01815 | 0.009075 |  | 0.0738 | [10 empty] | 0.58 | 0.73 | 0.44 | 0.1 | 0.06 | 0.02 | 0.02 | 0.06 | 0.01 | 0.02 | 0.02 | 0.01 |  |  |  |  | 0.02 | 0.02 | 0.02 |  |  |  | 0.04 | 0.52 | 0.02 | 0.01 |  | 0.08 | 0.03 |  |  | 0.08 | [5 empty] | 0.02 | [5 empty] | 0.03 | 0.02 | 0.28 | 0.07 | 0.15 |  |  | 0.12 | 0.02 | 0.15 |  |  | 1.46 | 0.24 | 0.01 | 0.02 | 0.01 | 0.02 | 0.03 | 0.02 | 0.04 | 0.06 | 0.04 | 0.01 | 0.01 | [13 empty] | 0.62 | 1.44 |  | 0.01 | 0.02 | 0.01 | 0.02 | 0.03 | 0.02 | 0.04 | 0.12 | 0.04 | 0.01 | 0.01 | [14 empty] | 0.22 | 0.36 | [5 empty] | 0.08 | 0.02 | 0.04 |  | 0.04 | 0.01 | 0.02 | 0.2 | 0.1 | 0.04 | 0.04 | 0.05 | 0.19 | 0.6 | 0.08 |  | 1.26 |  |  |  | 0.1 | 0.6 |  | 0.36 | 1.08 | [5 empty] | 0.06 | 0.01 |  | 0.1 | 0.2 | 124.95 | 0.1 | 0.08 |  | 0.06 | 0.14 | 0.22 | 0.2 | 0.06
CIEQGRA02B01C01 | Grouting; Epoxy Grout |  | m3 | [103 empty] | 13.6 | 1.09 | 1.15 | 0.72 | 1.49 | 3.45 | [571 empty] | 2.2 |  |  | 0.65 | 0.65 | 0.46 | 0.46 | 0.46 | 0.46 | 0.46 | 0.46 | 0.52 | 0.52 | 0.52 | 0.52 | 0.56 | 0.56 | 0.13 | 0.13 | 0.13 | 0.13 | 0.05 | 0.33 | 0.33 | 0.14 | 0.14 | 0.09 | 0.09 | [440 empty] | 70.65 | [708 empty] | 0.35 | 0.14 |  |  | 0.35
CIEQGRA03B01C01 | Grouting; Sand-cement Grout(mortar) |  | m3 | [55 empty] | 0.74 | 0.74
CIEQJOA01B01C02 | Joint; Expansion Joint; without Dowel Bar; Conc. Thk. : 150 mm with joint sealant & filler |  | m | [595 empty] | 18.8 | [9 empty] | 48.6 | [668 empty] | 5.7 | 3.8 | 0.65 | [96 empty] | 6.65 | [65 empty] | 1.4 | [110 empty] | 5.05
CIEQJOA01B01C03 | Joint; Expansion Joint; without Dowel Bar; Conc. Thk. : 200 mm with joint sealant & filler |  | m | [212 empty] | 25.2 | [1019 empty] | 21.3 | 4.58 | [218 empty] | 7.02 | 4.22 | [24 empty] | 7.02 | [78 empty] | 16.15 | [97 empty] | 8.64 | [38 empty] | 13.98
CIEQJOA01B01C04 | Joint; Expansion Joint; without Dowel Bar; Conc. Thk. : 250 mm with joint sealant & filler |  | m | [1345 empty] | 16.2
CIEQJOA01B01C05 | Joint; Expansion Joint; without Dowel Bar; Conc. Thk. : Over 250 mm with joint sealant & filler |  | m | [391 empty] | 3.35 |  | 1.68 |  | 3.35 | [271 empty] | 62.46 | [222 empty] | 99.6 | [226 empty] | 52.4 | [186 empty] | 280 | 128.05 | 215 | [15 empty] | 13.8 |  |  |  | 7.4 | [544 empty] | 1.5 | [36 empty] | 8.25 | [26 empty] | 8.25 | [6 empty] | 1.8
CIEQJOA01B04C04 | Joint; Expansion Joint; for Dike with Dowel Bar; Conc. Thk. : 250 mm with joint sealant & filler |  | m | [1206 empty] | 9.78
CIEQJOA02B01C02 | Joint; Isolation Joint; without Dowel Bar; Conc. Thk. : 150 mm with joint sealant & filler |  | m | [7 empty] | 11.55 | 11.55 | 12.15 | 12.15 | 12.15 | 9.82 | 9.82 |  | 104.65 |  | 18.13 |  |  | 15.4 | 15.4 | 15.4 | 8 | 41.6 | 5.8 | 5.8 |  | 28 | 4 | 22.4 | 8.4 |  | 41.7 |  |  |  |  | 10.13 |  |  | 16 | 4 | 28.43 | 6.4 | 38.8 | 19.4 | 19.4 | 51.6 | 29.1 |  | 10.13 | 11.92 | 11.92 | 11.1 | 11.92 | 11.92 | 8 | 8 | 8 | 136 | 136 | 136 | 4.8 | 5.58 | 5.58 | 5.58 | 101.8 | 56 | 5.67 | 109.62 | 109.62 | 4.62 | 1.78 | 5.34 | 1.78 | 12.8 | 30 | 1.2 | 7.8 | 9.8 | 11.2 | 2.6 | 1.2 | 30 | 6 | [8 empty] | 120.4 |  | 120.4 | [12 empty] | 9.6 | 33.6 | 29 | 2.9 | 27.2 | 6.8 | 9.6 | 27.2 | 6.8 | 9.6 | 34 | 13.6 | 5.4 | 2 | 20.4 | 20.4 | 6 | 6 | 19.2 | 30 | 28.8 | 9.6 | 12 | 9.6 | 13.6 | 6.8 | 9.6 | 9.6 | 9.6 | 9.6 | 6 | 30 | 12 | 13.6 | 6 | 6 | 12 | 6 | 9.6 | 9.6 | 4.8 | 6 | 6 | 6.8 | 9.6 | 6 | 6.8 | 9.6 | 6.8 | 19.2 | 8.4 | 8.4 | 8.4 | 2.4 | 13.6 | 11.2 | 9.6 | 4.8 | 11.6 | 9.6 | 6.8 | 13.6 | 6.8 | 9.6 | 24 | 9.6 | 6.8 | 9.6 | 9.6 | 6.8 | 6.8 | 6.8 | 6.8 | 9.6 | 6.8 | 3.4 | 12 | 5 | 9.6 | 5 | 10 | 5 | 5 | 6.8 | 20.89 |  |  |  | 87.96 | 87.96 | 87.96 | 87.96 | 8 | 43.67 |  | 36.4 | 37.2 | 33.84 | 37.2 | 379.92 |  | 9.6 |  | 611.76 |  | 615.6 | 105.6 |  |  | 123.6 |  | 4.8 |  | 38.4 |  | 13.98 | 13.98 | [7 empty] | 1.6 | 9.72 | 52 | 3.4 | 9.36 | 6.84 | 4.8 | 138 |  |  | 50.4 |  | 50.4 | [7 empty] | 1.6 | 9.72 | 52 | 3.4 | 9.36 | 6.84 | 4.8 | 138 | [8 empty] | 1.6 | 9.72 | 52 | 3.4 | 9.36 | 6.84 | 4.8 | 138 |  | 80.08 | 18.8 | 10.9 | 29.97 | 66.72 | 48 | 10 |  | 21.6 | 8.5 | 3.4 | 36 | 108 | 9.6 | 9.6 | 9.6 | 9.6 | 4 | 4.8 | 4.8 | 4.8 | 4.8 |  |  |  |  | 12.4 | 12 | 12 | 20 |  | 581.2 |  | 125.2 | [6 empty] | 74.5 | 4.32 | 4.32 | 3.2 | 5.4 | 1.6 | 3.2 |  |  | 6.4 | 14.4 | 16 | 6.4 | 6.4 | 6.4 | 25.6 | 52.48 | 14.34 | 4.8 | 14.44 | 4.8 | 15.95 | 4.8 | 15.95 | 4.8 | [47 empty] | 15.8 | 80 |  | 34.4 |  | 73.2 |  |  |  | 80 | 80 | 12 | 15.8 | 5.2 | 28.04 | 3.57 | 3.57 | 5.97 | 5.97 | 5.97 | 5.97 | 5.37 | 5.37 | 14.4 | 11.2 | 3.2 | 54.4 | 3.2 | 4 | 1.6 | 1.6 | 1.6 | 1.6 | 4.8 | 46.4 | 32 | 43.2 | 24 | 1.6 | 1.6 | 1.6 | 1.6 | 4.8 | 3.2 | 3.2 | [27 empty] | 35.6 | 96 | 96 | 120 | 16 | 120 | 22.3 |  |  |  | 27.6 | 26 |  |  |  | 32.8 | 27.6 |  |  |  | 18.45 | 18.45 |  |  |  | 23.5 |  |  | 26 | [75 empty] | 28 | 12.8 | 44.8 | 57.6 | 12.8 | 19.2 | 5.8 | 44 | 8.8 | 57.6 | 26.4 | 28.8 | 19.88 |  |  |  | 22 | 22 | 17.6 | 9.6 | 13.6 | 13.6 | 16.18 | 23.4 | 23.4 | 5.3 | 16.18 | 11.47 | 11.47 | 312 | 108 |  |  |  | 38.17 | 62.36 | 198 |  |  | 690 | 43.8 | 60 | 12 | 5.6 | 1.4 | 17.6 | 68 | 32 | 2 | 4 | 8 | 4 | 12 | 66 | 3.2 | 19.66 |  | 8 | 8 | 8 |  | 62.4 | 34.66 | 19.8 | 17.04 | 18 | 3.6 | 7.2 | 42 | 8 | 18.95 | 35.2 | 17.6 | 8.8 | 64.8 | 151.2 | 111.6 | 12 |  | 68.48 | 9.8 | 22 | 18 | 2.4 | 3.3 | 25.32 | 94 | 19.6 | 22.4 | 5.6 | 4.9 | 2.1 | 7.2 |  | 578.4 | 468 | 69.6 |  |  |  | 46.48 | 400 | 28.78 | 24.06 | 19.23 | 20.61 | 20.53 |  |  | 9.6 | 6 |  |  |  | 40.54 | 45.48 | [26 empty] | 4 | 4 |  |  |  | 17.6 | 17.6 | 4.4 | 8.8 | 13.2 | 4.4 | [18 empty] | 22.82 | 28.99 | [6 empty] | 1.6 | 3.36 |  | 3.36 |  |  |  | 3.36 | [17 empty] | 3.2 | [31 empty] | 3.36 | 3.36 | 1.48 | [32 empty] | 19.2 | 15.2 | 15.2 | 8.8 | 7.2 | 3.6 | 3.6 | 2.2 |  | 10.44 |  | 13.74 | 5.1 | 8 | 9.3 | 11.4 | 12 | 12.04 | 18.6 | 60.24 | 20.6 | 23.4 | 40.6 | 14.6 | 16 | 6.4 | 6.4 | 4.8 | 4.8 | 24 | 24.16 | 48.6 | 17.54 | 20.6 | 12.5 | 18.8 | 71.4 | 4.8 | 9.6 | 4.8 | 9.6 | 24 | 4.8 | 35.6 | 18.57 | 12.6 | 16.6 | 30.6 | 32.6 | 12.6 |  | 16.2 | 3.6 | 214 | 8 |  | 16 |  | 16 |  | 12 | 8 | 6 | 87.8 | 56.6 |  |  | 16 |  |  | 4.8 | 4 | 3.6 | 4 | 9.6 | 4.4 | 14.4 | 4.8 | 19.2 | 9.6 | 4.8 | 4.8 |  | 16.2 | 3.6 | 11.6 | 34.8 | 13.8 | 31.8 | 34.4 | 12.6 | 9.6 | 4.6 | 4.8 |  | 19.08 | 50 | 65.8 |  | 29.1 | 8.8 | 4.6 | 4.8 |  |  |  | 79 | 6.4 | 4 | 6.4 | 12.8 | 5.6 | 11.2 | 34.4 | 80.08 | 37.8 | 45.6 | 68.4 | 90.4 |  |  | 3.36 | 6 |  | 4.8 | 11 | 7.2 | 8.8 | 11 | 17.4 | 2.2 | 4.8 | 2.9 | 4.4 | 333.6 | 272.52 | 34.7 | 159.7 | 51.7 | 217.35 | 24.81 | 188.54 | 41.13 | 41.13 | 41.13 | 100.6 | 53.8 | 126.8 | 29.77 | 40.84 | 55.7 | 31.27 | 49.1 | 49.1 | 28.3 | 98.08 | 108.29 | 22 | 24.5 | 10.46 | 12.7 | 36.7 | 97.7 | 11.98 | 52.8 | 26.8 |  | 9.6 | 9.2 | 12 |  |  | 38.4 | 31.8 | 48 | 31.8 | 23 | 21.2 | 2.4 | 8.4 | 8.4 | 10.4 | 11.2 | 4.2 | 4.2 | 5.5 | 7.2 | 4.8 | 2.2 | 9.6 | 2.4 | 2.1 | 4.8 | 4.8 | 4.8 | 2.4 | 4.2 | 14.4 | 18.4 | 46.8 | 50.4 | 50.64 | 45.2 | 4.8 | 14.4 | 9.6 | 5.6 | 4.8 | 4.8 | 4.8 | 4.8 |  |  | 3.6 | 4.8 | 14.4 | 4.8 | 9.6 | 4.8 | 4.8 | 4.8 | 4.8 | 4.8 |  |  | 3.6 | 4.8 | 9.6 | 4.8 | 9.6 | 4.5 | 4.8 | 9.6 | 4.8 | 4.8 | 4.8 | 9.6 |  |  | 3.6 | 14.4 | 4.8 | 9.6 | 9.6 | [5 empty] | 11.2 | 11.2 | 19.2 | 6.4 | 6.4 | 6.4 | 6.4 |  |  |  | 78.54 | 18.56 | 13 | 10 | 16 | 17.6 |  |  |  | 127.62 | 7.2 | 19.2 | 6.8 | 14.46 | 7.23 |  | 19.8 | 25.2 | 31.8 | 25.2 |  | 84.74 | 4.8 | 9.6 | 3.6 | 104 | 22.2 | 33.6 |  | 9.6 | 4.8 | 22.2 | 30.6 | 9.6 | 9.6 | 9.6 | 4.8 | 9.6 | 22.8 | 11.2 | 4.8 | 11.3 |  |  |  | 9.6 | 3.2 | 1.8 | 28.8 | 32 | 12.8 | 43.92 | 50 | 48 | 13.6 | 11.2 | 28 | 452.6 |  | 20.4 | 2.8 | 5.6 | 5.6 |  | 11.2 | 14 | 5.6 |  |  |  |  | 43.5 | 24 | 11.5 | 9.2 | 8.8 | 3.7 | 4.3 | 2 | 2.2 | 2.9 | 14.4 | 3.6 | 2 | 4 | 4 | 2 | 2 | 21.6 | 21.6 | 6 | 24 | 12 | 6.6 | 4.4 | 2.2 | 4.8 | 14.1 | 19 | 12.8 | 9.4 | 21.6 | 68 |  |  | 42.3 |  |  |  |  | 349.4 | 20.8 |  | 156 | 12 | 152 | 14 | 46.8 | 40.5 | 10 | 12.6 | 14.4 | 14 | 14.8 |  | 71.4 | 14.6 |  | 14.8 | 14.8 | 90.7 | 91.8 |  |  |  |  | 454 | 138.4 | 4 | 8 | 3 | 19.2 | 68.74 | 64.47 | 9.6 | 14.4 | 19.2 | 4.8 | 12 | 9.6 | 4.8 | 9.6 | 9.6 | 1.4 | 7.2 | 13.2 | 26.4 | 21.2 | 21.5 | 4.6 | 37.7 | 29.9 | 24 | 4.8 | 39.7 | 3.6 |  | 144.6 | 43.8 |  | 21.6 | 132.5 | [6 empty] | 224 | 124.4 | 23.38 | 15.6 | 17 | 6.8 | 17 | 23.8 | 8 | 6.8 | 10.2 | 3.4 |  | 18.96 | 45.36 | 6.4 | [7 empty] | 18 | 17 | 9 | 6 | 6 | 6 | 4 | 120.3 | 64.2 | 100 | 12.6 | [11 empty] | 10.8 | 3.6 | 3.6 | 66.18 | 4 | 44 | 20 | 42.5 |  | 7.2 | 15.88 | 4.57 | 4.8 | 16.6 | 9.6 | 4.56 | 3.6 | 6.4 | 8 |  |  |  | 7.2 | 10 |  |  | 682.4 | 3.9 | 377 | 82.94 | 17.6 | 2.6 | 24 | 12 | 11.62 | 10.54 | 6.52 | 2.4 | 2.4 | 6 | 6.4 | 4.8 | 18 | 11.2 | 8.4 | 9.6 | 4.8 | 18 | 14.4 | 46 | 23.66 | 6.8 |  |  | 245.6 |  | 7.6 | 12.8 | 6.4 | 15.58 | 9.2 | 52.16 | 35.94 | 9.6 | 9.6 | 2.4 | 3.2 |  |  | 57.21 | 9.6 | 9.6 | 23.8 | 9.6 | 1.4 | 1.4 | [7 empty] | 1.4 |  | 6 | 6 | 1.2 | 4.8 | 3.2 | 4 | 3.2 | 16 | 6.4 | 2 | 1.6 | 2 | 4 | 2 | 2.9 | 11.2 | 2.8 | 5.6 | 8 | 33.62 | 24 | 11.2 | 8 | 6.4 | 1.6 | 1.6 | 57 | 14.25 | 4.4 | 3.6 | 33.6 | 8.4 | 4.8 | 1.3 |  | 50.4 |  |  | 6.4 | 13.14 | 12 | 4 | 23.25 |  |  |  | 10.4 |  | 151.4 | 81.4 | 9.6 | 2.4 | 7.2 | 19.2 | 8.4 | 6.4 | 10.5 | 8.4 | 3.2 | 16 | 1.6 | 2.4 | 2 | 12 | 2 | 2 | 2 | 3.5 | 5.5 | 2 |  |  |  |  | 137.6 | 2.4 | 2.4 | 4.8 | 1.1 | 3.2 | 6.4 | 1.6 | 1.2 | 14 | 6 | 2 | 4.8 | 2.4 | 10.8 | 9.6 | 2.4 | 3.2 | 4.8 | 18 | 6 | 3.2 | 1.6 | 3.67 | 2.9 |  | 8.4 | 48 | [12 empty] | 24.51 | 5.6 | 5.6 | 14 | 5.6 | 5.6 | 2.8 | 5.6 | 5.6 | 8.4 | 5.6 | 11.2 | 22.4 | 96 | 4 | 11.2 | 12 | 18.6 | 12.4 | 10.2 | 11.6 | 2.2 | 4.4 | 2.2 | 2.2 | 2.2 | 1.2 | 1.2 | 2.4 | 73.2 | 7.8 |  | 302.8 |  | 2.8 | 16 | 130.26 | 32.67 |  | 302.8 |  |  |  |  | 16 | 19.2 | 19.2 | 22.4 | 8 | 4.8 | 8 | 4.8 | 1.8 | 3.6 | 2 | 7.2 | 98 | 1.2 | 4 | 2 | 3 | 2.4 | 1.4 | 3.2 | 2.8 | 8 | 7.75 | 11.2 | 10.8 | 4.47 | 9.2 | 16 | 2.2 | 2.2 | 2.2 | 2.2 | 12 | 3.2 | 3.2 | 1 | 1.2 | 14 | 2 | 2 | 6.4 | 11 | 11.92 | 12 | 6 | 6 | 5.2 |  |  |  | 32 | 12.96 | 4 | 34.87 | 11 | 12.57 | 12.57 | 19.1637 | 19.1637 | 19.1637 | 19.1637 | 19.1637 | 19.1637 | 19.1637 | 19.1637 | 4.4 | 4.4 | 5.4 | 5.4 | 15.6 | 4.8 | 8.4 | 4 | 2 | 4 | 12 | 8 | 36 | 8.4 | 4.8 | 3.8 | 3.6 | 3.8 | 3.6 | [9 empty] | 55.8 | 45.396 | 45.396 | 45.396 | 45.396 | 45.396 | 45.396 | 45.396 | 45.396 | 45.396 | 7.8 | 7.8 | 8 | 2 | 5.2 | 2 | 4 | 20.8 | 8.8 | 6.6 | 38.4 | 35.2 | 12 | 16 | 3.2 | 7.2 | 3.6 | 1.2 | 1.2 | 1.2 | [9 empty] | 37.6 | 354.9 | 19.32 | 12.35 | 7.2 | 8.8 | 8.8 | 16 | 16 | 10.37 | 16 | 5 | 11.6 | 9.6 | 11.6 | 10.8 | 10.8 | 5.6 | 3.2 | 8.8 | 19.8 | 11 | [13 empty] | 7.2 | 2.4 | 4.8 | 2.4 | 2.4 | 12.57 |  |  |  |  | 6.4 |  |  | 12.72 | 12.72 | 12.72 | 12.72 | 10.4 | 12.4 | 10.4 | 10.4 | 10.4 | 33.6 | 2.4 | 10.4 | 12 | 2.8 | 2.4 | 2.8 | 11.2 | [5 empty] | 3 |  | 16.8 | 16.8 | 31.2 | 11.2 | [9 empty] | 20 |  | 4 |  | 8 | 2 | 4 | 4 | 8.4 | 8.9 | 8.1 | 19.5 |  | 215.6 | 19.6 | 16 | 38.4 | 15.4 | 15.4 | 7.7 | 7.7 | [6 empty] | 3 |  | 24 | 23.88 | 19.792 | 14.4 | 40 | 28 | 12 | 28 | 4.4 | 2.2 |  |  |  | 28 | 25.2 |  |  |  |  | 29.4 |  |  | 12.03 | 13.54 | 10.52 | 20 | 12 | 4 | 4 | 10.8 | 1.8 | 3.6 | 3.6 | 1.8 |  |  |  |  | 4 | 4 | 4 | 1.36 |  |  | 8 | 25.6 | 6.4 | 3.2 | [6 empty] | 4.8 | 2.4 | 2.4 | 1.2 | 1.2 | 3.4 |  |  |  | 51.2 |  | 6 | 4 | 38.4 | 9.6 | 30 |  |  | 32 | 4 | 30 |  |  | 27.06 | 11 | 2 | 4.8 | 2 | 4.8 | 5.6 | 4.8 | 8 | 11.2 | 6.8 | 2.4 | 2.4 | [10 empty] | 196 |  |  | 17.63 | 26.9 |  | 2 | 4.8 | 2 | 4.8 | 5.6 | 4.8 | 8 | 22.4 | 6.8 | 2.4 | 2.4 | [10 empty] | 196 |  |  |  | 10.54 | 13.54 |  | 109.4 |  |  |  | 8.8 | 4 | 7.2 | 2 | 39.6 | 3.6 | 7.2 | 32 | 24 | 11.4 | 6.4 | 4 | 8.12 | 90 | 12 | 4 | 35.48 | [7 empty] | 58.5 |  |  |  | 5.6 | 8.4 | 10.8 | 3.6 |  | 11.2 | 36 | 6.58 | 18 | 14.4 |  | 13.2 | 25.2 | 10.54 |  | 14.4
CIEQJOA02B01C03 | Joint; Isolation Joint; without Dowel Bar; Conc. Thk. : 200 mm with joint sealant & filler |  | m | [1208 empty] | 173.8
CIEQJOA03B01C01 | Joint; Contraction Joint(Control Joint); Saw Cut with Sealant |  | m | [212 empty] | 92.25 | [178 empty] | 16.05 |  | 8.03 |  | 16.05 | [199 empty] | 85.2 | [9 empty] | 216.75 | [61 empty] | 320.86 | [222 empty] | 372.8 | [226 empty] | 134.7 | [114 empty] | 101.15 | 17.15 | [40 empty] | 26.35 | 13.95 | 1.9 | [27 empty] | 165.6 | 83.5 | 87.5 | [15 empty] | 57 |  |  |  | 17.7 | [18 empty] | 71.4 | [27 empty] | 27.9 | [65 empty] | 5 | [12 empty] | 31.92 | 11.76 | [24 empty] | 26.6 | [71 empty] | 25.58 | [6 empty] | 73.32 | [97 empty] | 31.36 | [38 empty] | 26.36 | [176 empty] | 3.6 | [36 empty] | 35.25 | [26 empty] | 35.25 | [6 empty] | 4.8
CIEQWSA01B02C01 | Water Stop; PVC; Width : 150 mm; with Bulb |  | m | [204 empty] | 35.2 | [38 empty] | 49.2 |  | 49.2 | [951 empty] | 19.2 | [26 empty] | 13.2 | 13.2 | [40 empty] | 19.2 | [74 empty] | 6.4 | [25 empty] | 12.8
CIEQWSA01B03C01 | Water Stop; PVC; Width : 200 mm; with Bulb |  | m |  |  |  | 10
CIEQMTA01B01C01 | Metal Works; Embedded Steel; HDG; Supply & Installation |  | Ton | [221 empty] | 0.06 |  | 0.03 | [17 empty] | 0.15 | [19 empty] | 0.15 | [15 empty] | 0.15 | [35 empty] | 0.02 | [11 empty] | 0.04 | 0.06 | [16 empty] | 0.52 | [69 empty] | 0.09 | 0.07 |  | 0.34 | 0.02 |  | 0.01 | 0.01 | 0.01 | 0.01 | 0.03 | 0.29 | 0.2 | 0.27 | 0.15 | 0.01 | 0.01 | 0.01 | 0.01 | 0.03 | 0.02 | 0.02 | [161 empty] | 0.6 | [5 empty] | 1.1 | [26 empty] | 0.11 |  | 0.1 |  |  | 0.42 | 0.08 |  | 0.32 | [9 empty] | 0.22 | 0.18 | 0.03 | 0.05 | [62 empty] | 0.12 | 0.12 | 0.03 | 0.06 | 0.09 | 0.03 | [130 empty] | 0.07 | [40 empty] | 0.51292 | [13 empty] | 0.038857 |  |  | 0.011657 | 0.0097144 | 0.0038857 | 0.0038857 |  | 0.0038857 | [90 empty] | 1.7312 | [18 empty] | 0.0081601 | [26 empty] | 0.046629 | [11 empty] | 0.046629 | [13 empty] | 0.046629 | [27 empty] | 1.1127 | [12 empty] | 1.1127 |  |  |  |  | 0.0062134 | [37 empty] | 5 | [6 empty] | 0.10103 | [53 empty] | 0.2 |  |  |  | 0.58 | 0.58 | [36 empty] | 1.84 |  |  |  | 0.81 | [19 empty] | 0.15 |  |  |  | 0.36 | [23 empty] | 0.28 | 1.68 | 0.48 |  | 0.12198 | [22 empty] | 0.27 | [25 empty] | 0.54 | [582 empty] | 0.008478 | [15 empty] | 0.2713 | 0.54259 | 0.15366 | 0.32556 | [7 empty] | 0.00471 | [10 empty] | 0.54259
CIEQMTA02B01C01 | Metal Works; Checkered Plate; HDG; Supply & Installation |  | Ton | [204 empty] | 5.06 | [38 empty] | 9.17 |  | 9.17 | [951 empty] | 0.6 | [98 empty] | 0.25434 | [653 empty] | 518.63
CIEQMTA03B04C01 | Metal Works; Ladder; HDG/Painted; Supply & Installation |  | Ton |  |  |  | 1
CIEQMTA04B04C01 | Metal Works; Cage Ladder; HDG/Painted; Supply & Installation |  | Ton | [204 empty] | 0.19019 | [38 empty] | 0.19019 |  | 0.19019
CIEQMTA05B04C01 | Metal Works; Hand Rail; HDG/Painted; Supply & Installation |  | Ton | [204 empty] | 0.2925 | [7 empty] | 5.967 | [30 empty] | 0.2925 |  | 0.2925 | [353 empty] | 0.192 |  |  |  |  | 0.645 | [77 empty] | 1.3968 | [54 empty] | 0.36 | [12 empty] | 0.82308 | [252 empty] | 1.7826 |  |  |  |  | 2.172 | [145 empty] | 2.616 |  |  |  |  | 3.088 | [6 empty] | 2.9055 | [107 empty] | 1.092 | 1.0569 | 0.22795 | [15 empty] | 3.798 |  | 3.318 | [78 empty] | 2.3946 | [78 empty] | 1.1232 | [25 empty] | 0.69456 | [71 empty] | 3.6336 | [6 empty] | 3.6336 | [263 empty] | 0.42 | 0.378 | [85 empty] | 1.47 |  |  |  |  | 0.531 | [21 empty] | 1.47 | [6 empty] | 0.8205
CIEQMTA06B01C01 | Metal Works; Step Iron; HDG; Supply & Installation |  | Ton |  |  |  | 1
CIEQMTA07B01C01 | Metal Works; Misc. Steel; HDG; Supply & Installation |  | Ton | [204 empty] | 0.2 | [38 empty] | 0.2 |  | 0.2 | [1046 empty] | 1.106 |  | 1.106 | 0.2 | [13 empty] | 0.54 | 1.95 | 1.105 | 0.585 | 0.12
CIEQMTA08B01C02 | Metal Works; Anchor Bolt; HDG; Supply & Installation |  | Ton | [7 empty] | 0.02 | 0.02 | 0.02 | 0.02 | 0.02 | [29 empty] | 10.56 | 2.64 | 0.09 | [67 empty] | 0.35 | 0.07 | 0.36 | 0.09 | 0.04 | 0.48 | 0.03 | 0.04 | 1.2 | 0.48 | 0.06 |  | 0.21 | 0.36 | 0.07 | 0.07 | 0.04 | 0.35 | 0.06 | 0.04 | 0.07 | 0.04 | 0.18 | 0.09 | 0.04 | 0.02 | 0.04 | 0.02 | 0.07 | 0.35 | 0.14 | 0.18 | 0.07 | 0.07 | 0.14 | 0.07 | 0.02 | 0.02 | 0.02 | 0.07 | 0.07 | 0.12 | 0.02 | 0.07 | 0.12 | 0.02 | 0.12 | 0.04 | 0.12 | 0.12 | 0.12 |  | 0.24 | 0.04 | 0.02 | 0.02 | 0.04 | 0.02 | 0.12 | 0.24 | 0.12 | 0.02 | 0.28 | 0.02 | 0.12 | 0.02 | 0.02 | 0.09 | 0.12 | 0.12 | 0.12 | 0.02 | 0.12 | 0.12 | 0.14 | 0.04 | 0.02 | 0.04 | 0.08 | 0.04 | 0.04 | 0.12 | 0.09 |  |  |  | 0.1 | 0.1 | 0.1 | 0.1 | 0.02 | 0.1 | [17 empty] | 0.03 |  | 0.06 | [10 empty] | 0.01 | 0.04 |  |  |  |  | 0.06 | 1.38 | [12 empty] | 0.01 | 0.04 |  |  |  |  | 0.06 | 1.38 | [8 empty] | 0.01 | 0.04 |  |  |  |  | 0.06 | 1.38 |  |  |  | 0.02 |  |  | 0.2 |  |  | 0.12 |  |  |  |  | 0.04 | 0.04 | 0.04 | 0.04 | [10 empty] | 0.12 | 0.12 | 0.2 | [13 empty] | 0.04 | 0.06 | 0.02 | 0.04 |  |  | 0.08 | 0.16 | 0.16 | [60 empty] | 0.07 | [10 empty] | 0.06 | [65 empty] | 1 | 0.04 |  |  |  | 0.04 | 0.04 |  |  |  | 0.04 | 0.04 |  |  |  | 0.04 | 0.04 |  |  |  | 0.04 |  |  | 0.04 | [75 empty] | 0.5 | 0.2 | 0.8 | 0.8 | 0.2 | 0.4 | 0.1 | 1 | 0.2 | 1.2 | 0.6 | 0.6 | 0.05 |  |  |  | 0.5 | 0.5 | 0.4 | 0.02 | 0.03 | 0.03 | 0.07 | 0.1 | 0.1 | 0.05 | 0.07 | 0.07 | 0.07 | [5 empty] | 0.17 | 0.17 | [9 empty] | 0.16 | 0.34 | 0.16 | 0.02 | 0.02 | 0.06 | 0.04 | [14 empty] | 0.03 | 0.06 |  |  |  |  | 0.12 |  | 0.54 | 1.26 | 0.93 | 0.06 | [24 empty] | 0.1 | 0.1 | 0.1 | 0.1 | 0.1 |  |  | 0.09 | [32 empty] | 0.02 | 0.02 | [35 empty] | 0.01 | 0.04 |  | 0.03 |  |  |  | 0.03 | [17 empty] | 0.04 | [31 empty] | 0.03 | 0.03 | 0.02 | [32 empty] | 0.12 | 0.92 | 0.04 | 0.04 | 0.01 | 0.01 | 0.01 | 0.01 | [5 empty] | 0.04 | 0.04 | 0.01 | [12 empty] | 0.02 | 0.1 | [7 empty] | 0.02 | 0.04 | 0.01 | 0.02 | 0.1 | 0.02 | [9 empty] | 0.01 | [15 empty] | 0.03 | 0.03 |  |  | 0.02 | 0.02 | 0.02 |  | 0.06 |  | 0.12 | 0.04 | 0.02 | 0.02 |  |  | 0.01 | 0.01 | [5 empty] | 0.04 | 0.04 | [7 empty] | 0.04 | 0.04 | [5 empty] | 0.02 | 0.02 | 0.1 | 0.1 | 0.05 | 0.1 | [11 empty] | 0.02 |  | 0.03 | 0.04 | 0.05 | 0.06 | 0.01 | 0.02 | [34 empty] | 0.09 | 0.02 | [10 empty] | 0.03 | 0.46 | 0.46 | 0.04 | 0.04 | 0.23 | 0.03 |  | 0.02 | 0.06 | 0.01 | 0.1 | 0.01 | 0.07 | 0.01 | 0.03 | 0.01 | 0.03 | 0.23 | [6 empty] | 0.014205 | 0.042615 | 0.052843 | 0.026421 | 0.014205 | 0.014205 | 0.014205 | 0.014205 |  |  | 0.007576 | 0.014205 | 0.042615 | 0.014205 | 0.02841 | 0.026421 | 0.014205 | 0.014205 | 0.014205 | 0.014205 |  |  | 0.007576 | 0.014205 | 0.02841 | 0.014205 | 0.02841 | 0.014205 | 0.014205 | 0.02841 | 0.014205 | 0.014205 | 0.014205 | 0.02841 |  | 0.17579 | 0.007576 | 0.042615 | 0.014205 | 0.02841 | 0.02841 |  |  |  |  | 0.02841 |  |  |  | 0.014205 | 0.014205 | 0.014205 | 0.014205 |  |  |  | 0.48 |  |  |  | 0.04 |  |  |  |  | 0.05 | 0.03 | 0.12 | [10 empty] | 0.02 | 0.48 | 0.02 |  |  |  |  | 0.48 | 0.02 |  |  | 0.06 | 0.02 | 0.02 | 0.02 | 0.12 |  |  | 0.02 | 0.02 |  |  |  | 0.06 |  |  | 0.18 | 0.2 | 0.04 |  |  |  | 0.04 | 0.04 | 0.1 |  |  | 0.06 | 0.01 | 0.01 | 0.01 |  | 0.04 | 0.05 | 0.02 |  |  |  |  | 0.6 | 0.3 | 0.05 | 0.15 | 0.04 | 0.02 | 0.02 | 0.01 | 0.01 | 0.04 |  | 0.01 | 0.01 | 0.01 | 0.01 | 0.01 | 0.01 | 0.06 |  | 0.08 | 0.32 | 0.03 | 0.02 | 0.02 | 0.01 | [15 empty] | 0.32 |  | 1.8 | 0.31 | 0.76 | 0.07 | 0.26 | 0.09 | 0.05 | 0.04 | 0.12 | [16 empty] | 0.01 | 0.02 | 0.04 | 0.08 | 0.04 | 0.03 | 0.04 | 0.03 | 0.08 | 0.01 | 0.11 | 0.03 | 0.02 | 0.02 | 0.03 | 0.01 | 0.04 | 0.02 |  | 0.04 | 0.05 |  | 0.29 |  |  | 0.06 | 0.1 | [17 empty] | 0.05 | 0.14 | 0.2 | 0.07 | 0.14 | 0.02 | 0.03 | 0.01 | [11 empty] | 0.24 | 0.2 | 0.12 | 0.08 | 0.08 | 0.08 | 0.02 |  |  |  | 0.07 | [12 empty] | 0.01 | 0.02 |  |  |  | 0.02 |  |  | 0.04 | [5 empty] | 0.06 | 0.02 | 0.02 | 0.04 | [9 empty] | 0.2 | 0.04 | 0.08 | 0.04 | 0.12 | 0.06 | 0.01 |  |  | 0.01 | 0.02 | 0.03 | 0.01 | 0.01 | 0.15 | 0.14 | 0.07 | 0.08 | 0.04 | 0.15 | [13 empty] | 0.06 | 0.04 | 0.15 | 0.08 | 0.02 | 0.01 |  |  |  | 0.06 | 0.06 | [28 empty] | 0.08 | 0.01 | 0.04 | 0.02 | 0.04 |  |  |  | 0.04 | 0.01 | 0.01 | [12 empty] | 0.15 |  | 0.03 | 0.01 | 0.04 | [13 empty] | 0.07 | [43 empty] | 0.09 | 0.24 | [12 empty] | 0.03 |  | 0.02 | 0.05 | 0.01 | 0.02 | 0.01 | 0.02 | 0.02 | 0.03 | 0.01 | 0.02 | 0.04 |  |  | 0.07 | [13 empty] | 0.1 |  |  |  |  | 0.03 | 0.08 | 0.12 | 0.03 | [6 empty] | 0.08 | 0.08 | 0.18 | 0.16 | 0.02 | 0.01 | 0.05 | 0.03 | 0.01 | [11 empty] | 0.01 |  | 0.01 | [10 empty] | 0.02 | [6 empty] | 0.04 | [10 empty] | 0.01 |  | 0.06 | 0.02 | 0.01 | 0.01 | 0.019816 | 0.019816 | 0.019816 | 0.019816 | 0.019816 | 0.019816 | 0.019816 | 0.019816 |  |  |  |  | 0.079264 | 0.026421 | 0.013211 | 0.014205 | 0.0071025 | 0.026421 | 0.079264 | 0.026421 | 0.10654 | 0.026421 | 0.014205 | 0.010654 | 0.0071025 | 0.010654 | 0.013211 | [8 empty] | 0.2635 |  | 0.052843 | 0.052843 | 0.052843 | 0.052843 | 0.052843 | 0.052843 | 0.052843 | 0.052843 | 0.052843 |  |  | 0.052843 | 0.0071025 | 0.014205 | 0.013211 | 0.026421 | 0.10569 | 0.013211 | 0.039632 | 0.31706 | 0.29063 | 0.079264 | 0.079264 | 0.026421 | 0.026421 | 0.026421 | 0.026421 | 0.026421 | 0.026421 | [8 empty] | 0.39087 |  | 60.5 | 0.01 | 0.01 | 0.021308 | 0.01 | 0.01 | 0.05682 | 0.05682 | 0.01 | 0.030304 | 0.15981 | [6 empty] | 0.013211 | 0.052843 | 0.1189 | 0.066053 |  | 0.21023 | [11 empty] | 0.039632 | 0.013211 | 0.026421 | 0.013211 | 0.013211 | 0.013211 |  |  |  |  | 0.052843 |  |  | 0.01 | 0.01 | 0.01 | 0.01 | [5 empty] | 0.18495 | 0.013211 | 0.052843 | 0.066053 | 0.013211 | 0.013211 | 0.013211 | 0.052843 | [5 empty] | 0.021308 | 0.024859 | 0.052843 | 0.052843 | [11 empty] | 0.03788 | 0.060608 | 0.007576 |  | 0.015152 | 0.013211 | 0.026421 | 0.026421 | 0.0071025 |  |  |  |  | 2.3438 | 0.21308 | 1.0101 | 0.15853 | [9 empty] | 0.76832 | 0.014205 |  | 0.15853 | 0.01 | 0.060608 |  | 0.07576 | 0.053032 | 0.022728 | 0.053032 | 0.007576 | 0.003788 |  | 0.024859 | [10 empty] | 0.01 | 0.01 | 0.01 | 0.1 | 0.06 | 0.02 | 0.02 | 0.06 | 0.01 | 0.02 | 0.02 | 0.01 |  |  |  |  | 0.01 |  | 0.01 | 0.01 |  |  | 0.04 | 0.16 | 0.02 | 0.01 | [6 empty] | 0.03 | [10 empty] | 0.03 | 0.01 | 0.04 | 0.01 |  |  |  | 0.76 | 0.09 |  |  |  | 0.03 | 0.01 | 0.01 | 0.01 | 0.01 | 0.01 | 0.01 | 0.01 | 0.02 | 0.13 | 0.14 | 0.01 | [14 empty] | 0.02 | 0.01 |  | 0.01 | 0.01 | 0.01 | 0.01 | 0.01 | 0.01 | 0.02 | 0.26 | 0.14 | 0.01 | [15 empty] | 0.01 | 0.01 | [5 empty] | 0.04 |  | 0.02 | 0.01 |  | 0.01 | 0.01 | 0.12 |  | 0.02 | 0.04 | 0.03 |  | 0.3 | 0.04 |  | 0.84 | [7 empty] | 0.03 |  |  |  | 0.04 | 0.06 |  |  |  | 6.14 | 0.2 | 0.01 | 0.1 |  |  | 0.04 | 0.14 | 0.01
CIEQMTA10B01C03 | Metal Works; Grating with Frame; Hot Dip Galvanized; I-Bar |  | Ton | [204 empty] | 0.048422 | [38 empty] | 0.048422 |  | 0.048422 | [952 empty] | 2.52 | [27 empty] | 3.63 | 3.67 | [39 empty] | 4.92 | [74 empty] | 0.33 | [25 empty] | 1.84 | 0.54 | [452 empty] | 1.1306
CIEQMTA13B02C01 | Metal Works; Others; Chemical bolt; 10 mm ≤ DIA. < 16 mm |  | EA | [1680 empty] | 150 |  |  |  | 150
CIEQMTA13B02C02 | Metal Works; Others; Chemical bolt; DIA. ≥ 16mm |  | EA | [737 empty] | 26 | [581 empty] | 32 |  |  |  | 8 |  |  |  |  | 16 | 8 | 2 |  |  |  | 24
CIEQMTA14B01C01 | Metal Works; Sleeve Pipe with filling material(with Ring Plate); HDG |  | Ton | [952 empty] | 1.08
CIEQABA01B01C01 | Anchor BOX |  | EA | [23 empty] | 4 |  | 5 | 5 | [37 empty] | 6 | 6 | 6 | [157 empty] | 18 | 18 | [52 empty] | 78 | 12 | [24 empty] | 12 | [14 empty] | 6 | 6 | [82 empty] | 4 | 16 | 4 | 4 | [276 empty] | 5 | 5 | 5 | 5 | 5 | 5 | 5 | 5 | 5 | 5 | 5 | 5 | 5 | 5 | 4 | 4 | 4 | 4 | 2 | 5 | 5 | 2 | 2 | 2 | 2 | [194 empty] | 10 | 2 |  | 2 | 2 | [53 empty] | 4 | [141 empty] | 20 | [45 empty] | 20 | [28 empty] | 4 | [7 empty] | 18 | [6 empty] | 4 | 18 | 16 | 12 | 8 | [9 empty] | 580 | [11 empty] | 12 | 16 | [32 empty] | 12 | [101 empty] | 10 | 12 | [19 empty] | 12 | 24 | 12 | 14 | 12 | [44 empty] | 20 | 10 | 12 | [109 empty] | 10 | 10 | 10 | [46 empty] | 10 | 10 |  | 10 | [38 empty] | 6 | 6 | 6 | 6 | [34 empty] | 8 | 8 | [39 empty] | 10 | 10 | 10 | 10 | 16 | 16 | [34 empty] | 10 | 10 | 10 | 10 | 10 | [17 empty] | 30 | 10 | [26 empty] | 12 | 12 | 6 | 6 | [11 empty] | 12 | [146 empty] | 10
CIEQCBA01B01C01 | Concrete Brick; Concrete Brick |  | m3 | [203 empty] | 8.8 | [38 empty] | 15.76 |  | 11.23 | [978 empty] | 8.08 | [41 empty] | 11.55 | [74 empty] | 8.75 | [354 empty] | 13.275
CIEQPRA01B01C01 | Precast Concrete(Rebar, Form, Including All Accessories, etc.); Item-1; Type-1 |  | m3 | [1821 empty] | 1.57 | 1.48
CIEQOTA01B01C02 | Others(Misc. Items); Item-1; Type-1; Unit-2 |  | m2 |  |  |  | 10
CIEQOTA01B02C06 | Others(Misc. Items); Item-1; Type-2; Unit-6 |  | ea | [1085 empty] | 16
CIEQOTA05B05C02 | Others(Misc. Items); Item-5; Type-5; Unit-2 |  | m2 |  |  |  | 10
CIEQOTA07B02C02 | Others(Misc. Items); Item-7; Type-2; Unit-2 |  | m2 | [599 empty] | 5.76 |  |  |  |  | 14.4 | [77 empty] | 17.28 | [67 empty] | 5.76 | [257 empty] | 5.76 | [145 empty] | 5.76 | [758 empty] | 2.88
CIEQOTA08B01C02 | Others(Misc. Items); Item-8; Type-1; Unit-2 |  | m2 |  |  |  | 10
CIEQOTA09B01C01 | Others(Misc. Items); Item-9; Type-1; Unit-1 |  | m | [588 empty] | 12.089 | 18.997 | 19.311 |  | 12.089 |  | 7.379 | [5 empty] | 34.069 | 58.247 | [778 empty] | 46.4956 | 30.285 | [41 empty] | 27.9602 | [22 empty] | 19.4779 | [71 empty] | 18.8496 | [35 empty] | 115.1708 | 30.1593 | [59 empty] | 31.4 |  | 9.4248 | 9.4248 | 15.3938 | 15.3938 | 15.3938 | 15.3938 | 15.3938 | 15.3938 | 15.3938 | 15.3938 | [29 empty] | 42.5686 | 42.5686 | 42.5686 | 42.5686 | 42.5686 | 42.5686 | 42.5686 | 42.5686 | 42.5686 | [31 empty] | 15.5509 | 8.5765 |  | 5.969 | 5.969 |  |  | 7.5398 | [38 empty] | 8.9535 | 8.9535 | 8.9535 | 8.9535 | [63 empty] | 20.1062 | 16.0221
CIEQOTA09B01C02 | Others(Misc. Items); Item-9; Type-1; Unit-2 |  | m3 |  |  |  | 10
CIEQOTA09B01C03 | Others(Misc. Items); Item-9; Type-1; Unit-3 |  | m3 | [1617 empty] | 0.35343 | 0.35343 | 0.94287 | 0.94287 | 0.94287 | 0.94287 | 0.94287 | 0.94287 | 0.94287 | 0.94287 | [29 empty] | 7.2101 | 7.2101 | 7.2101 | 7.2101 | 7.2101 | 7.2101 | 7.2101 | 7.2101 | 7.2101 | [31 empty] | 0.96221 | 0.29267 |  | 0.14176 | 0.14176 |  |  | 0.22619 | [38 empty] | 0.31897 | 0.31897 | 0.31897 | 0.31897 | [63 empty] | 1.6085 | 1.0214
CIEQOTA09B02C01 | Others(Misc. Items); Item-9; Type-2; Unit-1 |  | m | [1617 empty] | 4 | 4 | 4 | 4 | 4 | 4 | 4 | 4 | 4 | 4 | [29 empty] | 4 | 4 | 4 | 4 | 4 | 4 | 4 | 4 | 4 | [31 empty] | 4 | 4 |  | 4 | 4 |  |  | 4 | [38 empty] | 4 | 4 | 4 | 4 | [63 empty] | 4 | 4 | [19 empty] | 6 | 6 | 6 | [52 empty] | 6 | 6 | [24 empty] | 6 | 6 | [26 empty] | 6 | 6 | [21 empty] | 12 | [24 empty] | 6
UG Underground Structure
CIUGEXA01B01C01 | Excavation; By Machine; Normal |  | m3 | [35 empty] | 2.93 | 47.13 | [50 empty] | 77.77 | 66.91 | 23.81 | 22.73 | 57.12 | 54.75 | 100.01 |  |  |  | 889.6 | [96 empty] | 114.18 | 85.15 | 454.64 | [29 empty] | 23.27 | 5.93 | 5.08 | 5.72 | 5.08 | 5.08 | 174.46 | [13 empty] | 23.27 | 5.93 | 5.08 | 5.72 | 5.08 | 5.08 | 174.46 | [9 empty] | 23.27 | 5.93 | 5.08 | 5.72 | 5.08 | 5.08 | 174.46 | [16 empty] | 748.11 | [28 empty] | 460.17 | 61.63 | [28 empty] | 22.59 |  | 418.5 | 48.88 | 15.05 | 18.38 | 209.52 | 448.83 | 1723.11 | 244.19 | 521.44 | 633.47 | 9281.27 | 149.4 |  |  | 221.06 | 34.75 | 247.88 | 34.75 | 247.88 | 34.75 | 234.28 | 34.75 | 241.91 | 34.75 | 223.41 | 34.75 | 297.57 | 34.75 | 293.7 | 34.75 | 193.22 | 34.75 | 430.17 | 264.72 | 357.36 | 446.7 | 750.42 | 955.08 | 513.51 | 604.49 | 90.88 | 1412.44 | 213.53 | 428.11 | [105 empty] | 78.23 | 4.1 | 3.33 | 2.48 | 2.76 | 3.15 | 8.04 | 2.48 | 3.54 | 2.48 | 3.21 | 78.23 | 7.16 | 21.23 | 22.52 | 19.56 | 26.31 | 0.62 | 22.41 | 8.01 | 48.1 | 47 | 6.44 | 6.7 | 7.48 | 36.36 | 2.58 | 5.46 | 86.2 | 3.76 | 3.24 | 33.77 | 2.56 | 23.92 | 109.32 | 220.53 | 193.89 | 22.86 | 92.55 | 4.82 | 7.74 | 40.12 | 5.25 | 65.64 | 74.04 | 72.69 | 86.15 | 110.13 | 82.44 | 69.57 | 46.5 | 70.25 | 6.32 | 4.16 | 3.64 | 1.32 | 133.34 | 11.22 | 7.11 | 10.67 | 57.95 | 17.34 | 14.23 | 133.34 | 9.03 | 53.64 | 14.32 | 23.52 | 20.75 | 15.97 | 17.41 | [13 empty] | 9.22 | 98.42 | 9.57 | [77 empty] | 469.07 |  |  |  | 27.62 | 27.62 | 27.62 | [7 empty] | 180.54 | 56.02 |  |  | 133.78 | 53.89 | 169.45 | [424 empty] | 1161.33 | [58 empty] | 205.22 | [210 empty] | 44.37 | [20 empty] | 30.76 | 3.51 |  |  | 81.77 | 17.34 | 9.97 | [38 empty] | 3.4 | [6 empty] | 30.64 | 88.18 | 33.28 | [24 empty] | 41.49 | 117.05 | 36.42 | [29 empty] | 9.65 | 3.85 | 5.08 | 7.15 | 5.83 | 10.83 | 78.14 | 69.9 | 65.53 | 15.13 | 13.14 | 12.74 | [40 empty] | 35.76 | 38.33 | 3.91 | 290.51 | [48 empty] | 782.16 | 5.85 | [179 empty] | 21.91 | [28 empty] | 2100.72 |  |  | 64.17 | 34.68 | [35 empty] | 47.13 | [7 empty] | 10.25 | 48.9 | [8 empty] | 31.38 | 10.36 | [25 empty] | 44.42 | 11.18 | [25 empty] | 44.42 | 11.18 | [9 empty] | 23.92 | 15.48 | 13.76 | [17 empty] | 22.02
CIUGEXA01B02C01 | Excavation; By Machine; Weathered Rock |  | m3 |  |  |  |  | 10
CIUGEXA01B03C01 | Excavation; By Machine; Hard Rock |  | m3 |  |  |  |  | 10
CIUGEXA01B04C01 | Excavation; By Machine; Limestone |  | m3 |  |  |  |  | 10
CIUGDIA01B03C01 | Disposal; Normal Soil; Distance ≥ 20 km |  | m3 | [35 empty] | 0.94 | 16.2 | [50 empty] | 39.24 | 28.4 | 7.83 | 6.75 | 21.95 | 19.58 | 29.7 |  |  |  | 296 | [96 empty] | 59.4 | 39.6 | 168.56 | [29 empty] | 8.98 | 1.51 | 1.11 | 1.41 | 1.11 | 1.11 | 56.13 | [13 empty] | 8.98 | 1.51 | 1.11 | 1.41 | 1.11 | 1.11 | 56.13 | [9 empty] | 8.98 | 1.51 | 1.11 | 1.41 | 1.11 | 1.11 | 56.13 | [16 empty] | 443.12 | [28 empty] | 182.7 | 13.59 | [28 empty] | 6.89 |  | 83 | 11.64 | 4.16 | 4.82 | 38.48 | 92.46 | 388.08 | 59.74 | 132.68 | 124.95 | 9281.27 | 149.4 |  |  | 45.34 | 13.76 | 48.94 | 13.76 | 48.94 | 13.76 | 47.14 | 13.76 | 48.16 | 13.76 | 45.66 | 13.76 | 55.14 | 13.76 | 54.67 | 13.76 | 41.37 | 13.76 | 92.04 | 56.64 | 44.32 | 55.4 | 105.38 | 134.12 | 203.38 | 195.49 | 22.77 | 147.96 | 21.45 | 24.89 | [105 empty] | 11.74 | 0.96 | 1.56 | 0.31 | 0.33 | 0.34 | 1.01 | 0.31 | 0.55 | 0.31 | 0.35 | 11.74 | 1.52 | 7.72 | 9.01 | 3.72 | 10.34 | 0.31 | 9.29 | 2.22 | 8.25 | 8.11 | 1.81 | 1.87 | 1.76 | 13.32 | 0.24 | 0.75 | 29.82 | 1.77 | 1.56 | 8.25 | 0.58 | 5.82 | 28.32 | 33.78 | 30.81 | 5.52 | 16.37 | 0.93 | 2.2 | 15.94 | 1.16 | 14.72 | 11.34 | 20.34 | 12.6 | 14.84 | 11.58 | 10.82 | 11.48 | 15.2 | 0.44 | 1.06 | 0.28 | 0.16 | 17.42 | 2.79 | 1.23 | 4.63 | 13.68 | 5.4 | 2.7 | 17.42 | 0.99 | 14.35 | 4 | 3.88 | 6.38 | 6.62 | 5.07 | [13 empty] | 1.42 | 12.41 | 7.79 | [77 empty] | 356.78 |  |  |  | 10.3 | 10.3 | 10.3 | [7 empty] | 149.7 | 37.85 |  |  | 44.2 | 44.47 | 128.12 | [424 empty] | 796.34 | [58 empty] | 78.52 | [210 empty] | 31.14 | [20 empty] | 9.7 | 0.46 |  |  | 30.84 | 5.22 | 6.01 | [38 empty] | 0.61 | [6 empty] | 9.96 | 33.88 | 10.12 | [24 empty] | 6.84 | 42.56 | 11.98 | [29 empty] | 3.5 | 1.4 | 2.02 | 2.85 | 2.32 | 4.67 | 32.32 | 29.82 | 27.72 | 4.72 | 4.23 | 4.13 | [40 empty] | 10.72 | 13.88 | 1.69 | 119.17 | [48 empty] | 581.58 | 5.85 | [179 empty] | 7.04 | [28 empty] | 2100.72 |  |  | 27.42 | 10.44 | [35 empty] | 16.2 | [7 empty] | 4.38 | 7.75 | [8 empty] | 6.47 | 3 | [25 empty] | 18.98 | 3.7 | [25 empty] | 18.98 | 3.7 | [9 empty] | 10.22 | 5.7 | 4.94 | [17 empty] | 7.35
CIUGBKA01B01C01 | Backfill(with Compaction); Excavated Soil |  | m3 | [35 empty] | 1.99 | 30.93 | [50 empty] | 38.53 | 38.51 | 15.98 | 15.98 | 35.17 | 35.17 | 70.31 |  |  |  | 593.6 | [96 empty] | 54.78 | 45.55 | 286.08 | [29 empty] | 14.29 | 4.42 | 3.97 | 4.31 | 3.97 | 3.97 | 118.33 | [13 empty] | 14.29 | 4.42 | 3.97 | 4.31 | 3.97 | 3.97 | 118.33 | [9 empty] | 14.29 | 4.42 | 3.97 | 4.31 | 3.97 | 3.97 | 118.33 | [16 empty] | 304.99 | [28 empty] | 277.47 | 48.04 | [28 empty] | 15.7 |  | 335.5 | 37.24 | 10.89 | 13.56 | 171.04 | 356.37 | 1335.03 | 184.45 | 388.76 | 508.52 |  |  |  |  | 175.72 | 20.99 | 198.94 | 20.99 | 198.94 | 20.99 | 187.14 | 20.99 | 193.75 | 20.99 | 177.75 | 20.99 | 242.43 | 20.99 | 239.03 | 20.99 | 151.85 | 20.99 | 338.13 | 208.08 | 313.04 | 391.3 | 645.04 | 820.96 | 310.13 | 409 | 68.11 | 1264.48 | 192.08 | 403.22 | [105 empty] | 66.49 | 3.14 | 1.77 | 2.17 | 2.43 | 2.81 | 7.03 | 2.17 | 2.99 | 2.17 | 2.86 | 66.49 | 5.64 | 13.51 | 13.51 | 15.84 | 15.97 | 0.31 | 13.12 | 5.79 | 39.85 | 38.89 | 4.63 | 4.83 | 5.72 | 23.04 | 2.34 | 4.71 | 56.38 | 1.99 | 1.68 | 25.52 | 1.98 | 18.1 | 81 | 186.75 | 163.08 | 17.34 | 76.18 | 3.89 | 5.54 | 24.18 | 4.09 | 50.92 | 62.7 | 52.35 | 73.55 | 95.29 | 70.86 | 58.75 | 35.02 | 55.05 | 5.88 | 3.1 | 3.36 | 1.16 | 115.92 | 8.43 | 5.88 | 6.04 | 44.27 | 11.94 | 11.53 | 115.92 | 8.04 | 39.29 | 10.32 | 19.64 | 14.37 | 9.35 | 12.34 | [13 empty] | 7.8 | 86.01 | 1.78 | [77 empty] | 112.29 |  |  |  | 17.32 | 17.32 | 17.32 | [7 empty] | 30.84 | 18.17 |  |  | 89.58 | 9.42 | 41.33 | [694 empty] | 13.23 | [20 empty] | 21.06 | 3.05 |  |  | 50.93 | 12.12 | 3.96 | [38 empty] | 2.79 | [6 empty] | 20.68 | 54.3 | 23.16 | [24 empty] | 34.65 | 74.49 | 24.44 | [29 empty] | 6.15 | 2.45 | 3.06 | 4.3 | 3.51 | 6.16 | 45.82 | 40.08 | 37.81 | 10.41 | 8.91 | 8.61 | [40 empty] | 25.04 | 24.45 | 2.22 | 171.34 | [48 empty] | 200.58 | [212 empty] | 36.75 | 24.24 | [35 empty] | 30.93 | [7 empty] | 5.87 | 41.15 | [8 empty] | 24.91 | 7.36 | [25 empty] | 25.44 | 7.48 | [25 empty] | 25.44 | 7.48 | [9 empty] | 13.7 | 9.78 | 8.82 | [17 empty] | 14.67
CIUGBKA02B01C01 | Backfill(with Compaction); Imported Soil |  | m3 | [1104 empty] | 364.99 | [58 empty] | 126.7 | [627 empty] | 14.87
CIUGFIA01B01C01 | Earth fill; Clean Sand |  | m3 | [232 empty] | 17.33 | [19 empty] | 17.33 | [15 empty] | 17.33 | [45 empty] | 116 | [789 empty] | 595.57
CIUGFIA02B01C01 | Earth fill; Structural Fill |  | m3 | [1820 empty] | 196.35
CIUGFIA05B01C01 | Earth fill; Crushed Stone(Gravel) |  | m3 | [551 empty] | 3.52 | [6 empty] | 3.52 | [1052 empty] | 5.85 | [208 empty] | 5.85
CIUGFIA07B01C01 | Earth fill; Compacted Sand |  | m3 | [384 empty] | 197.1066 | 186.2223 | 21.2974 | [110 empty] | 1.4893 | [14 empty] | 0.30647 | 8.9593 | 2.1193 | [9 empty] | 1.7072 | 1.4893 | [6 empty] | 5.3237 | 15.6278 | 0.86717 | [10 empty] | 11.0716 | 14.5108 | [7 empty] | 4.4651 | 13.1931 |  |  |  |  | 13.8395 |  |  |  | 6.3844 | 4.8403 | [15 empty] | 7.4366 | [792 empty] | 30.4331
CIUGSRA01B01C01 | Soil Reinforcement; Geotextile |  | m2 | [1610 empty] | 1042.73 | 62.66 | [208 empty] | 2006.3756
CIUGSRA02B01C01 | Soil Reinforcement; Geogrid |  | m2 | [1820 empty] | 2006.3756
CIUGCOA02B01C02 | Structural Concrete - Material only; Fck = 25 MPa; Cement Type I; with Micro Silica |  | m3 | [673 empty] | 290.244 | 90.16 |  |  | 21.72 | 133.04 | 37.45
CIUGCOA05B01C02 | Structural Concrete - Material only; Fck = 35 MPa; Cement Type I; with Micro Silica |  | m3 | [35 empty] | 1.57 | 11.21 | [50 empty] | 19.76 | 16.7 | 4.17 | 3.99 | 9.75 | 9.39 | 17.25 |  |  |  | 167.2 | [96 empty] | 58.52 | 39.25 | 84.97 | [12 empty] | 10.02 |  | 3.87 | [14 empty] | 5.33 | 0.8 | 0.64 | 0.76 | 0.64 | 0.64 | 37.17 | [13 empty] | 5.33 | 0.8 | 0.64 | 0.76 | 0.64 | 0.64 | 37.17 | [9 empty] | 5.33 | 0.8 | 0.64 | 0.76 | 0.64 | 0.64 | 37.17 | [16 empty] | 212.13 | [28 empty] | 117.57 | 5.02 | [28 empty] | 3.16 |  | 52.5 | 6.32 | 2.04 | 2.33 | 21.41 | 50.28 | 204.97 | 30.58 | 65.82 | 60.12 |  |  |  |  | 23.86 | 6.89 | 25.51 | 6.89 | 25.51 | 6.89 | 24.69 | 6.89 | 25.15 | 6.89 | 24.01 | 6.89 | 28.35 | 6.89 | 28.14 | 6.89 | 22.04 | 6.89 | 56.94 | 36.96 | 24.24 | 31.3 | 51.37 | 67.06 |  |  |  | 82.25 | 12.02 | 13.94 | [105 empty] | 5.69 | 1.04 |  | 0.19 | 0.19 | 0.21 | 0.49 | 0.19 | 0.3 | 0.19 | 0.21 | 5.69 | 0.94 | 11.75 | 14.38 | 2.1 | 13.42 |  |  |  | 4.42 | 4.37 | 1.05 | 1.08 | 1.8 | 7.26 | 0.15 | 0.42 | 19.91 |  |  | 6.82 | 0.37 | 3.34 | 14.46 | 15.78 | 14.64 |  |  |  | 1.62 | 6.18 | 0.81 | 8.2 | 5.23 | 9.66 | 6.05 | 6.61 | 5.76 | 5.39 |  |  | 0.28 | 1.18 | 0.2 | 0.18 | 6.51 | 1.62 | 1.08 |  |  | 2.8 | 1.55 | 6.51 | 0.84 |  | 1.97 | 2.44 | 3.69 | [15 empty] | 0.83 | 6.01 | [78 empty] | 104.62 |  |  |  | 4.7 | 4.7 | 4.7 | [438 empty] | 271.24 | [58 empty] | 52.68 | [231 empty] | 5.7 | 0.3 |  |  | 13.53 | 3.21 | 16.16 | [38 empty] | 0.39 | [6 empty] | 5.93 | 15.08 | 6.28 | [24 empty] | 3.85 | 18.2 | 7.17 | [29 empty] | 2.04 | 0.82 | 1.15 | 1.62 | 1.32 | 2.58 | 16.63 | 15.78 | 14.56 | 2.52 | 2.33 | 2.29 | [40 empty] | 6.96 | 8.07 | 0.94 | 60.53 | [229 empty] | 4.58 | [31 empty] | 14.21 | 4.76 | [35 empty] | 11.21 | [7 empty] | 2.37 | 3.37 | [8 empty] | 4.14 | 2.7 | [25 empty] | 9.87 | 3.5 | [25 empty] | 9.87 | 3.5 | [9 empty] | 5.37 | 3.52 | 5.22 | [17 empty] | 4.1
CIUGLCA02B01C01 | Lean Concrete - Material only; 15 MPa ≤ Fck < 20 MPa; Cement Type I |  | m3 | [35 empty] | 0.19 | 1.2 | [50 empty] | 3.81 | 2.89 | 0.83 | 0.75 | 2.15 | 1.98 | 3.3 |  |  |  | 24 | [98 empty] | 14 | [29 empty] | 0.34 | 0.11 | 0.08 | 0.1 | 0.08 | 0.08 | 1.73 | [13 empty] | 0.34 | 0.11 | 0.08 | 0.1 | 0.08 | 0.08 | 1.73 | [9 empty] | 0.34 | 0.11 | 0.08 | 0.1 | 0.08 | 0.08 | 1.73 | [16 empty] | 6.49 | [28 empty] | 10.15 | 0.34 | [28 empty] | 0.23 |  | 4.5 | 0.52 | 0.17 | 0.17 | 2.96 | 6.21 | 23.1 | 3.19 | 6.42 | 5.53 |  | 225.42 |  |  | 0.91 | 0.79 | 0.91 | 0.79 | 0.91 | 0.79 | 0.91 | 0.79 | 0.91 | 0.79 | 0.91 | 0.79 | 0.91 | 0.79 | 0.91 | 0.79 | 0.91 | 0.79 | 3.12 | 1.92 | 0.96 | 1.2 | 1.87 | 2.38 |  |  |  | 14.46 | 1.93 | 2.06 | [105 empty] | 0.22 | 0.22 |  | 0.09 | 0.09 | 0.09 | 0.15 | 0.09 | 0.13 | 0.09 | 0.09 | 0.22 | 0.22 | 2.31 | 2.61 | 0.54 | 2.61 |  |  |  | 0.33 | 0.33 | 0.19 | 0.19 | 0.16 | 0.78 | 0.03 | 0.09 | 4.26 |  |  | 1.43 | 0.11 | 0.26 | 1.44 | 0.99 | 0.99 |  |  |  | 0.34 | 0.68 | 0.13 | 0.76 | 0.33 | 0.93 | 0.33 | 0.33 | 0.48 | 0.33 |  |  | 0.08 | 0.16 | 0.08 | 0.04 | 0.22 | 0.19 | 0.24 |  |  | 0.34 | 0.15 | 0.22 | 0.15 |  | 0.17 | 0.36 | 0.33 | [15 empty] | 0.16 | 0.36 | [78 empty] | 14.07 |  |  |  | 0.51 | 0.51 | 0.51 | [7 empty] | 7 | 1.8 |  |  | 1.08 | 4.94 | 3.81 | [424 empty] | 8.41 | [58 empty] | 4.34 | [231 empty] | 0.81 | 0.04 |  |  | 1.62 | 0.2 | 0.8 | [45 empty] | 1.02 | 2 | 0.4 | [24 empty] | 0.2 | 1.83 | 1.34 | [29 empty] | 1.01 | 0.41 | 0.57 | 0.8 | 0.65 | 1.29 | 2.75 | 3.14 | 2.75 | 0.3 | 0.3 | 0.3 | [40 empty] | 0.6 | 4.03 | 0.46 | 9.64 | [229 empty] | 0.24 | [31 empty] | 2.07 | 0.4 | [35 empty] | 1.2 | [7 empty] | 0.33 | 0.2 | [8 empty] | 0.69 | 0.26 | [25 empty] | 1.43 | 0.2 | [25 empty] | 1.43 | 0.2 | [9 empty] | 0.77 | 0.45 | 0.4 | [17 empty] | 0.6
CIUGC1A01B01C01 | Concrete Pouring - Construction only; Equipment Foundation & Footing |  | m3 | [87 empty] | 6.56 | 4.73 | [570 empty] | 36.08
CIUGC1A04B01C01 | Concrete Pouring - Construction only; Wall |  | m3 | [87 empty] | 8.82 | 8.82 | [570 empty] | 32.47
CIUGC1A05B01C01 | Concrete Pouring - Construction only; Slab w/ Beam & Girder |  | m3 | [87 empty] | 4.38 | 3.15 | [570 empty] | 36.08
CIUGC1A07B01C01 | Concrete Pouring - Construction only; Manhole & Catch Basin |  | m3 | [35 empty] | 1.57 | [61 empty] | 167.2 | [111 empty] | 10.02 |  | 3.87 | [14 empty] | 5.33 | 0.8 | 0.64 | 0.76 | 0.64 | 0.64 | [14 empty] | 5.33 | 0.8 | 0.64 | 0.76 | 0.64 | 0.64 | [10 empty] | 5.33 | 0.8 | 0.64 | 0.76 | 0.64 | 0.64 | [17 empty] | 212.13 | [29 empty] | 5.02 | [28 empty] | 3.16 |  | 52.5 | 6.32 | 2.04 | 2.33 | [10 empty] | 23.86 | 6.89 | 25.51 | 6.89 | 25.51 | 6.89 | 24.69 | 6.89 | 25.15 | 6.89 | 24.01 | 6.89 | 28.35 | 6.89 | 28.14 | 6.89 | 22.04 | 6.89 | 56.94 | 36.96 | 24.24 | 31.3 | 51.37 | 67.06 | [111 empty] | 5.69 | 1.04 |  | 0.19 | 0.19 | 0.21 | 0.49 | 0.19 | 0.3 | 0.19 | 0.21 | 5.69 | 0.94 |  |  | 2.1 |  |  |  |  | 4.42 | 4.37 | 1.05 | 1.08 | 1.8 | 7.26 | 0.15 | 0.42 |  |  |  | 6.82 | 0.37 | 3.34 | 14.46 | 15.78 | 14.64 |  |  |  | 1.62 | 6.18 | 0.81 | 8.2 | 5.23 | 9.66 | 6.05 | 6.61 | 5.76 | 5.39 |  |  | 0.28 | 1.18 | 0.2 | 0.18 | 6.51 | 1.62 | 1.08 |  |  | 2.8 | 1.55 | 6.51 | 0.84 |  | 1.97 | 2.44 | 3.69 | [15 empty] | 0.83 | 6.01 | [82 empty] | 4.7 | 4.7 | 4.7 | [7 empty] | 290.244 | 90.16 |  |  | 21.72 | 133.04 | 37.45 | [716 empty] | 0.3 |  |  |  | 3.21 | 16.16 | [38 empty] | 0.39 | [8 empty] | 6.28 | [24 empty] | 3.85 | [40 empty] | 2.52 | 2.33 | 2.29 | [40 empty] | 6.96 | [232 empty] | 4.58 | [32 empty] | 4.76 | [44 empty] | 3.37 | [9 empty] | 2.7 | [26 empty] | 3.5 | [26 empty] | 3.5 | [11 empty] | 5.22
CIUGC1A08B01C01 | Concrete Pouring - Construction only; Ditch & Canal |  | m3 | [36 empty] | 11.21 | [52 empty] | 4.17 | 3.99 | 9.75 | 9.39 | 17.25 | [102 empty] | 84.97 | [35 empty] | 37.17 | [19 empty] | 37.17 | [15 empty] | 37.17 | [45 empty] | 117.57 | [193 empty] | 11.75 | 14.38 |  | 13.42 | [11 empty] | 19.91 | [580 empty] | 271.24 | [58 empty] | 52.68 | [231 empty] | 5.7 |  |  |  | 13.53 | [47 empty] | 5.93 | 15.08 | [26 empty] | 18.2 | 7.17 | [29 empty] | 2.04 | 0.82 | 1.15 | 1.62 | 1.32 | 2.58 | 16.63 | 15.78 | 14.56 | [44 empty] | 8.07 | 0.94 | 60.53 | [261 empty] | 14.21 | [36 empty] | 11.21 | [7 empty] | 2.37 | [9 empty] | 4.14 | [26 empty] | 9.87 | [26 empty] | 9.87 | [10 empty] | 5.37 | 3.52 | [18 empty] | 4.1
CIUGC1A09B01C01 | Concrete Pouring - Construction only; Duct Bank |  | m3 | [194 empty] | 58.52 | 39.25 | [154 empty] | 21.41 | 50.28 | 204.97 | 30.58 | 65.82 | 60.12 | [31 empty] | 82.25 | 12.02 | 13.94
CIUGC1A10B01C01 | Concrete Pouring - Construction only; Lean Concrete |  | m3 | [35 empty] | 0.19 | 1.2 | [50 empty] | 3.81 | 2.89 | 0.83 | 0.75 | 2.15 | 1.98 | 3.3 |  |  |  | 24 | [98 empty] | 14 | [29 empty] | 0.34 | 0.11 | 0.08 | 0.1 | 0.08 | 0.08 | 1.73 | [13 empty] | 0.34 | 0.11 | 0.08 | 0.1 | 0.08 | 0.08 | 1.73 | [9 empty] | 0.34 | 0.11 | 0.08 | 0.1 | 0.08 | 0.08 | 1.73 | [16 empty] | 6.49 | [28 empty] | 10.15 | 0.34 | [28 empty] | 0.23 |  | 4.5 | 0.52 | 0.17 | 0.17 | 2.96 | 6.21 | 23.1 | 3.19 | 6.42 | 5.53 |  | 225.42 |  |  | 0.91 | 0.79 | 0.91 | 0.79 | 0.91 | 0.79 | 0.91 | 0.79 | 0.91 | 0.79 | 0.91 | 0.79 | 0.91 | 0.79 | 0.91 | 0.79 | 0.91 | 0.79 | 3.12 | 1.92 | 0.96 | 1.2 | 1.87 | 2.38 |  |  |  | 14.46 | 1.93 | 2.06 | [105 empty] | 0.22 | 0.22 |  | 0.09 | 0.09 | 0.09 | 0.15 | 0.09 | 0.13 | 0.09 | 0.09 | 0.22 | 0.22 | 2.31 | 2.61 | 0.54 | 2.61 |  |  |  | 0.33 | 0.33 | 0.19 | 0.19 | 0.16 | 0.78 | 0.03 | 0.09 | 4.26 |  |  | 1.43 | 0.11 | 0.26 | 1.44 | 0.99 | 0.99 |  |  |  | 0.34 | 0.68 | 0.13 | 0.76 | 0.33 | 0.93 | 0.33 | 0.33 | 0.48 | 0.33 |  |  | 0.08 | 0.16 | 0.08 | 0.04 | 0.22 | 0.19 | 0.24 |  |  | 0.34 | 0.15 | 0.22 | 0.15 |  | 0.17 | 0.36 | 0.33 | [15 empty] | 0.16 | 0.36 | [78 empty] | 14.07 |  |  |  | 0.51 | 0.51 | 0.51 | [7 empty] | 7 | 1.8 |  |  | 1.08 | 4.94 | 3.81 | [424 empty] | 8.41 | [58 empty] | 4.34 | [231 empty] | 0.81 | 0.04 |  |  | 1.62 | 0.2 | 0.8 | [45 empty] | 1.02 | 2 | 0.4 | [24 empty] | 0.2 | 1.83 | 1.34 | [29 empty] | 1.01 | 0.41 | 0.57 | 0.8 | 0.65 | 1.29 | 2.75 | 3.14 | 2.75 | 0.3 | 0.3 | 0.3 | [40 empty] | 0.6 | 4.03 | 0.46 | 9.64 | [229 empty] | 0.24 | [31 empty] | 2.07 | 0.4 | [35 empty] | 1.2 | [7 empty] | 0.33 | 0.2 | [8 empty] | 0.69 | 0.26 | [25 empty] | 1.43 | 0.2 | [25 empty] | 1.43 | 0.2 | [9 empty] | 0.77 | 0.45 | 0.4 | [17 empty] | 0.6
CIUGC1A13B03C01 | Concrete Pouring - Construction only; Concrete Lining; Thickness = 100 mm |  | m3 |  |  |  |  | 10
CIUGREA02B01C01 | Reinforcing Bar - Material only; Un-coated Bar; 400 MPa ≤ Fy ≤ 422 Mpa; Deformed |  | Ton | [35 empty] | 0.14 | 1.12 | [50 empty] | 1.98 | 1.67 | 0.42 | 0.4 | 0.98 | 0.94 | 1.73 |  |  |  | 20 | [96 empty] | 2.31 | 1.57 | 8.5 | [12 empty] | 1.2 |  | 0.45 | [14 empty] | 0.64 | 0.07 | 0.06 | 0.07 | 0.06 | 0.06 | 3.72 | [13 empty] | 0.64 | 0.07 | 0.06 | 0.07 | 0.06 | 0.06 | 3.72 | [9 empty] | 0.64 | 0.07 | 0.06 | 0.07 | 0.06 | 0.06 | 3.72 | [16 empty] | 19.09 | [28 empty] | 11.76 | 0.45 | [28 empty] | 0.28 |  | 4.5 | 0.56 | 0.18 | 0.21 | 0.86 | 2.01 | 8.2 | 1.22 | 2.63 | 2.4 |  |  |  |  | 3.34 | 0.96 | 3.57 | 0.96 | 3.57 | 0.96 | 3.46 | 0.96 | 3.52 | 0.96 | 3.36 | 0.96 | 3.97 | 0.96 | 3.94 | 0.96 | 3.09 | 0.96 | 7.02 | 4.32 | 2.88 | 3.8 | 6.16 | 7.98 |  |  |  | 3.29 | 0.48 | 0.56 | [105 empty] | 0.8 | 0.1 |  | 0.02 | 0.02 | 0.02 | 0.04 | 0.02 | 0.03 | 0.02 | 0.02 | 0.68 | 0.08 | 1.18 | 1.44 | 0.18 | 1.34 |  |  |  | 0.62 | 0.61 | 0.15 | 0.15 | 0.16 | 0.66 |  | 0.03 | 1.99 |  |  | 0.99 | 0.05 | 0.46 | 2.04 | 2.22 | 2.04 |  |  |  | 0.22 | 0.86 | 0.11 | 1.16 | 0.73 | 1.35 | 0.85 | 0.93 | 0.8 | 0.75 |  |  | 0.04 | 0.16 | 0.04 | 0.02 | 0.91 | 0.23 | 0.15 |  |  | 0.4 | 0.22 | 0.91 | 0.12 |  | 0.28 | 0.36 | 0.52 | [15 empty] | 0.07 | 0.54 | [78 empty] | 10.46 |  |  |  | 0.56 | 0.56 | 0.56 | [7 empty] | 34.83 | 10.82 |  |  | 2.6 | 15.96 | 4.49 | [424 empty] | 27.12 | [58 empty] | 5.26 | [231 empty] | 0.46 | 0.03 |  |  | 1.08 | 0.29 | 1.45 | [38 empty] | 0.04 | [6 empty] | 0.47 | 1.21 | 0.56 | [24 empty] | 0.35 | 1.46 | 0.57 | [29 empty] | 0.16 | 0.07 | 0.09 | 0.13 | 0.11 | 0.21 | 1.33 | 1.26 | 1.16 | 0.23 | 0.21 | 0.21 | [40 empty] | 0.62 | 0.65 | 0.08 | 4.84 | [229 empty] | 0.55 | [31 empty] | 1.14 | 0.42 | [35 empty] | 1.12 | [7 empty] | 0.19 | 0.3 | [8 empty] | 0.33 | 0.24 | [25 empty] | 0.79 | 0.32 | [25 empty] | 0.79 | 0.32 | [9 empty] | 0.43 | 0.28 | 0.46 | [17 empty] | 0.33
CIUGR1A01B01C01 | Reinforcing Bar Fabrication - Construction only |  | Ton | [35 empty] | 0.14 | 1.12 | [50 empty] | 1.98 | 1.67 | 0.42 | 0.4 | 0.98 | 0.94 | 1.73 |  |  |  | 20 | [96 empty] | 2.31 | 1.57 | 8.5 | [12 empty] | 1.2 |  | 0.45 | [14 empty] | 0.64 | 0.07 | 0.06 | 0.07 | 0.06 | 0.06 | 3.72 | [13 empty] | 0.64 | 0.07 | 0.06 | 0.07 | 0.06 | 0.06 | 3.72 | [9 empty] | 0.64 | 0.07 | 0.06 | 0.07 | 0.06 | 0.06 | 3.72 | [16 empty] | 19.09 | [28 empty] | 11.76 | 0.45 | [28 empty] | 0.28 |  | 4.5 | 0.56 | 0.18 | 0.21 | 0.86 | 2.01 | 8.2 | 1.22 | 2.63 | 2.4 |  |  |  |  | 3.34 | 0.96 | 3.57 | 0.96 | 3.57 | 0.96 | 3.46 | 0.96 | 3.52 | 0.96 | 3.36 | 0.96 | 3.97 | 0.96 | 3.94 | 0.96 | 3.09 | 0.96 | 7.02 | 4.32 | 2.88 | 3.8 | 6.16 | 7.98 |  |  |  | 3.29 | 0.48 | 0.56 | [105 empty] | 0.8 | 0.1 |  | 0.02 | 0.02 | 0.02 | 0.04 | 0.02 | 0.03 | 0.02 | 0.02 | 0.68 | 0.08 | 1.18 | 1.44 | 0.18 | 1.34 |  |  |  | 0.62 | 0.61 | 0.15 | 0.15 | 0.16 | 0.66 |  | 0.03 | 1.99 |  |  | 0.99 | 0.05 | 0.46 | 2.04 | 2.22 | 2.04 |  |  |  | 0.22 | 0.86 | 0.11 | 1.16 | 0.73 | 1.35 | 0.85 | 0.93 | 0.8 | 0.75 |  |  | 0.04 | 0.16 | 0.04 | 0.02 | 0.91 | 0.23 | 0.15 |  |  | 0.4 | 0.22 | 0.91 | 0.12 |  | 0.28 | 0.36 | 0.52 | [15 empty] | 0.07 | 0.54 | [78 empty] | 10.46 |  |  |  | 0.56 | 0.56 | 0.56 | [7 empty] | 34.83 | 10.82 |  |  | 2.6 | 15.96 | 4.49 | [424 empty] | 27.12 | [58 empty] | 5.26 | [231 empty] | 0.46 | 0.03 |  |  | 1.08 | 0.29 | 1.45 | [38 empty] | 0.04 | [6 empty] | 0.47 | 1.21 | 0.56 | [24 empty] | 0.35 | 1.46 | 0.57 | [29 empty] | 0.16 | 0.07 | 0.09 | 0.13 | 0.11 | 0.21 | 1.33 | 1.26 | 1.16 | 0.23 | 0.21 | 0.21 | [40 empty] | 0.62 | 0.65 | 0.08 | 4.84 | [229 empty] | 0.55 | [31 empty] | 1.14 | 0.42 | [35 empty] | 1.12 | [7 empty] | 0.19 | 0.3 | [8 empty] | 0.33 | 0.24 | [25 empty] | 0.79 | 0.32 | [25 empty] | 0.79 | 0.32 | [9 empty] | 0.43 | 0.28 | 0.46 | [17 empty] | 0.33
CIUGR2A01B01C01 | Reinforcing Bar Installation - Construction only; Equipment Foundation & Footing |  | Ton | [87 empty] | 0.66 | 0.47 | [570 empty] | 3.61
CIUGR2A04B01C01 | Reinforcing Bar Installation - Construction only; Wall |  | Ton | [87 empty] | 0.88 | 0.88 | [570 empty] | 3.25
CIUGR2A05B01C01 | Reinforcing Bar Installation - Construction only; Slab w/ Beam & Girder |  | Ton | [87 empty] | 0.44 | 0.32 | [570 empty] | 3.61
CIUGR2A07B01C01 | Reinforcing Bar Installation - Construction only; Manhole & Catch Basin |  | Ton | [35 empty] | 0.14 | [61 empty] | 20 | [111 empty] | 1.2 |  | 0.45 | [14 empty] | 0.64 | 0.07 | 0.06 | 0.07 | 0.06 | 0.06 | [14 empty] | 0.64 | 0.07 | 0.06 | 0.07 | 0.06 | 0.06 | [10 empty] | 0.64 | 0.07 | 0.06 | 0.07 | 0.06 | 0.06 | [17 empty] | 19.09 | [29 empty] | 0.45 | [28 empty] | 0.28 |  | 4.5 | 0.56 | 0.18 | 0.21 | [10 empty] | 3.34 | 0.96 | 3.57 | 0.96 | 3.57 | 0.96 | 3.46 | 0.96 | 3.52 | 0.96 | 3.36 | 0.96 | 3.97 | 0.96 | 3.94 | 0.96 | 3.09 | 0.96 | 7.02 | 4.32 | 2.88 | 3.8 | 6.16 | 7.98 | [111 empty] | 0.8 | 0.1 |  | 0.02 | 0.02 | 0.02 | 0.04 | 0.02 | 0.03 | 0.02 | 0.02 | 0.68 | 0.08 |  |  | 0.18 |  |  |  |  | 0.62 | 0.61 | 0.15 | 0.15 | 0.16 | 0.66 |  | 0.03 |  |  |  | 0.99 | 0.05 | 0.46 | 2.04 | 2.22 | 2.04 |  |  |  | 0.22 | 0.86 | 0.11 | 1.16 | 0.73 | 1.35 | 0.85 | 0.93 | 0.8 | 0.75 |  |  | 0.04 | 0.16 | 0.04 | 0.02 | 0.91 | 0.23 | 0.15 |  |  | 0.4 | 0.22 | 0.91 | 0.12 |  | 0.28 | 0.36 | 0.52 | [15 empty] | 0.07 | 0.54 | [82 empty] | 0.56 | 0.56 | 0.56 | [7 empty] | 34.83 | 10.82 |  |  | 2.6 | 15.96 | 4.49 | [716 empty] | 0.03 |  |  |  | 0.29 | 1.45 | [38 empty] | 0.04 | [8 empty] | 0.56 | [24 empty] | 0.35 | [40 empty] | 0.23 | 0.21 | 0.21 | [40 empty] | 0.62 | [232 empty] | 0.55 | [32 empty] | 0.42 | [44 empty] | 0.3 | [9 empty] | 0.24 | [26 empty] | 0.32 | [26 empty] | 0.32 | [11 empty] | 0.46
CIUGR2A08B01C01 | Reinforcing Bar Installation - Construction only; Ditch & Canal |  | Ton | [36 empty] | 1.12 | [52 empty] | 0.42 | 0.4 | 0.98 | 0.94 | 1.73 | [102 empty] | 8.5 | [35 empty] | 3.72 | [19 empty] | 3.72 | [15 empty] | 3.72 | [45 empty] | 11.76 | [193 empty] | 1.18 | 1.44 |  | 1.34 | [11 empty] | 1.99 | [580 empty] | 27.12 | [58 empty] | 5.26 | [231 empty] | 0.46 |  |  |  | 1.08 | [47 empty] | 0.47 | 1.21 | [26 empty] | 1.46 | 0.57 | [29 empty] | 0.16 | 0.07 | 0.09 | 0.13 | 0.11 | 0.21 | 1.33 | 1.26 | 1.16 | [44 empty] | 0.65 | 0.08 | 4.84 | [261 empty] | 1.14 | [36 empty] | 1.12 | [7 empty] | 0.19 | [9 empty] | 0.33 | [26 empty] | 0.79 | [26 empty] | 0.79 | [10 empty] | 0.43 | 0.28 | [18 empty] | 0.33
CIUGR2A09B01C01 | Reinforcing Bar Installation - Construction only; Duct Bank |  | Ton | [194 empty] | 2.31 | 1.57 | [154 empty] | 0.86 | 2.01 | 8.2 | 1.22 | 2.63 | 2.4 | [31 empty] | 3.29 | 0.48 | 0.56
CIUGFAA01B01C01 | False Work; Scaffolding Work; 1.5 m < H ≤ 10 m |  | m2 | [209 empty] | 490.74 |  | 278.25 | [14 empty] | 35.2 | [19 empty] | 35.2 | [15 empty] | 35.2 | [22 empty] | 332.78 | [29 empty] | 38.72 | [28 empty] | 27.48 |  |  |  |  | 22.63 | [10 empty] | 90.4 |  | 98.27 |  | 98.27 |  | 94.33 |  | 96.56 |  | 91.1 |  | 111.81 |  | 110.8 |  | 81.71 |  |  |  | 258.16 | 336.6 | 483.12 | 635.88 | [111 empty] | 54.6 | [10 empty] | 54.6 | [8 empty] | 39 | 38.38 | [12 empty] | 146.64 | 156.09 | 143.22 | [6 empty] | 94.12 | 52.26 | 87.75 | 57.72 | 67.55 | 60.92 | 50.15 | [6 empty] | 63.96 | [5 empty] | 20.16 | 63.96 |  |  |  |  | 30.89 | [16 empty] | 54.6 | [78 empty] | 339.11 |  |  |  | 28.16 | 28.16 | 28.16 | [7 empty] | 428.62 | 309.91 |  |  | 109.44 | 270.25 | 145.69 | [424 empty] | 297.78 | [58 empty] | 233.1 | [236 empty] | 30.4 | 88.54 | [47 empty] | 59.28 | [24 empty] | 38 | [83 empty] | 67.28 | [232 empty] | 32 | [77 empty] | 32.38 | [36 empty] | 33.9 | [26 empty] | 33.9 | [11 empty] | 46.66
CIUGFAA02B01C01 | False Work; Support Work; H ≤ 5 m |  | em3
CIUGFAA02B02C01 | False Work; Support Work; H > 5 m |  | em3 | [372 empty] | 24.46 |  | 24.23 | [299 empty] | 141.68
CIUGFAA03B01C01 | False Work; Special Support Work |  | em3 | [87 empty] | 14.11 | 7.94 | [570 empty] | 214.29
CIUGFOA01B01C01 | Form Work; Equipment Foundation & Footing; Flat Type Form |  | m2 | [87 empty] | 10.88 | 10.77 | [570 empty] | 16.43
CIUGFOA04B01C01 | Form Work; Wall; Flat Type Form |  | m2 | [87 empty] | 117.94 | 117.94 | [570 empty] | 325.88
CIUGFOA05B01C01 | Form Work; Slab w/ Beam & Girder; Flat Type Form |  | m2 | [87 empty] | 38.75 | 26.43 | [570 empty] | 175.16
CIUGFOA07B01C01 | Form Work; Manhole & Catch Basin; Flat Type Form |  | m2 | [35 empty] | 12.93 | [61 empty] | 1854.4 | [111 empty] | 565.77 |  | 313.59 | [14 empty] | 42.64 | 8.14 | 6.74 | 7.79 | 6.74 | 6.74 | [14 empty] | 42.64 | 8.14 | 6.74 | 7.79 | 6.74 | 6.74 | [10 empty] | 42.64 | 8.14 | 6.74 | 7.79 | 6.74 | 6.74 | [17 empty] | 352.7 | [29 empty] | 40.64 | [28 empty] | 25.69 |  | 445 | 52.48 | 16.4 | 19.3 | [10 empty] | 107.26 | 42 | 115.53 | 42 | 115.53 | 42 | 111.4 | 42 | 113.73 | 42 | 108.01 | 42 | 129.74 | 42 | 128.68 | 42 | 98.15 | 42 | 505.83 | 330.48 | 210.16 | 272.8 | 436.15 | 572.32 | [111 empty] | 52.19 | 11.06 |  | 1.72 | 1.9 | 2.14 | 6.38 | 1.72 | 3.01 | 1.72 | 2.17 | 51.87 | 7.6 |  |  | 21.24 |  |  |  |  | 38.72 | 38.17 | 8.84 | 9.13 | 15.68 | 48.72 | 2.64 | 7.02 |  |  |  | 90.31 | 4.07 | 31.1 | 135.9 | 154.62 | 143.4 |  |  |  | 20.5 | 47.52 | 10.76 | 79.2 | 48.67 | 87.03 | 55.16 | 63.35 | 54.66 | 48.71 |  |  | 8 | 17.12 | 5.72 | 2.94 | 60.03 | 15.43 | 12.42 |  |  | 24.24 | 15.4 | 60.03 | 13.05 |  | 18.63 | 33.8 | 31.5 | [15 empty] | 6.91 | 49.6 | [82 empty] | 35.96 | 35.96 | 35.96 | [7 empty] | 601.65 | 364.08 |  |  | 134.44 | 379.14 | 237.09 | [716 empty] | 3.5 |  |  |  | 27.04 | 91.58 | [38 empty] | 4.14 | [8 empty] | 52.8 | [24 empty] | 33.44 | [40 empty] | 20.19 | 18.25 | 17.84 | [40 empty] | 59.54 | [232 empty] | 34.3 | [32 empty] | 37.44 | [44 empty] | 28.7 | [9 empty] | 21.44 | [26 empty] | 29.98 | [26 empty] | 29.98 | [11 empty] | 42.18
CIUGFOA07B02C01 | Form Work; Manhole & Catch Basin; Round Type Form |  | m2 | [97 empty] | 37.6 | [262 empty] | 0.31 |  | 0.31 |  | 0.31 |  | 0.31 |  | 0.31 |  | 0.31 |  | 0.31 |  | 0.31 |  | 0.31 |  | 31.98 | 19.68 | 6.56 | 8.2 | 9.02 | 11.48 | [289 empty] | 0.4 | 0.4
CIUGFOA08B01C01 | Form Work; Ditch & Canal; Flat Type Form |  | m2 | [36 empty] | 92.82 | [52 empty] | 43 | 43 | 94.6 | 94.6 | 189.2 | [102 empty] | 789.94 | [35 empty] | 296.84 | [19 empty] | 296.84 | [15 empty] | 296.84 | [45 empty] | 1247 | [193 empty] | 88.56 | 88.56 |  | 96.76 | [11 empty] | 142 | [580 empty] | 314.77 | [58 empty] | 445.2 | [231 empty] | 58.17 |  |  |  | 136.39 | [47 empty] | 56.79 | 147.47 | [26 empty] | 192.72 | 66.6 | [29 empty] | 12.63 | 5.04 | 6.24 | 8.82 | 7.19 | 12.63 | 118.06 | 103.33 | 97.65 | [44 empty] | 50.14 | 4.56 | 440.1 | [261 empty] | 101.41 | [36 empty] | 92.82 | [7 empty] | 16.2 | [9 empty] | 71.59 | [26 empty] | 70.2 | [26 empty] | 70.2 | [10 empty] | 37.8 | 27 | [18 empty] | 40.5
CIUGFOA09B01C01 | Form Work; Duct Bank; Flat Type Form |  | m2 | [194 empty] | 128.7 | 38.4 | [154 empty] | 89.52 | 194.18 | 740.48 | 106.02 | 216 | 189.42 | [31 empty] | 400.91 | 55.5 | 61.11
CIUGPCA01B01C01 | Concrete Protection; for Below Ground; Bitumen Coating |  | m2 | [35 empty] | 3.81 | 42.84 | [50 empty] | 100.45 | 88.2 | 23 | 23 | 50.6 | 50.6 | 101.2 |  |  |  | 892.8 | [96 empty] | 89.1 | 46.2 | 441.62 | [12 empty] | 18.9 |  | 10.71 | [14 empty] | 21.12 | 4.94 | 4.18 | 4.75 | 4.18 | 4.18 | 181.34 | [13 empty] | 21.12 | 4.94 | 4.18 | 4.75 | 4.18 | 4.18 | 181.34 | [9 empty] | 21.12 | 4.94 | 4.18 | 4.75 | 4.18 | 4.18 | 181.34 | [16 empty] | 200.45 | [28 empty] | 667 | 23.04 | [28 empty] | 15.02 |  | 287.5 | 32.48 | 9.9 | 11.55 | [10 empty] | 61.88 | 21.73 | 66.63 | 21.73 | 66.63 | 21.73 | 64.25 | 21.73 | 65.6 | 21.73 | 62.3 | 21.73 | 74.81 | 21.73 | 74.2 | 21.73 | 56.63 | 21.73 | 295.23 | 193.2 | 118.48 | 154 | 239.36 | 314.3 | [111 empty] | 26.6 | 5.4 |  | 2.2 | 2.31 | 2.46 | 5.21 | 2.2 | 3.23 | 2.2 | 2.48 | 26.6 | 5.2 | 52.48 | 52.48 | 14.04 | 56.58 |  |  |  | 19 | 18.7 | 4.62 | 4.79 | 8.8 | 31.14 | 1.92 | 4.5 | 85.2 |  |  | 39.49 | 1.88 | 17.58 | 72.84 | 76.05 | 69.78 |  |  |  | 8.84 | 25.44 | 5.06 | 43.24 | 25.46 | 47.31 | 28.12 | 32.91 | 29.64 | 24.43 |  |  | 3.68 | 5.9 | 2.2 | 1.66 | 31.16 | 8.26 | 6.51 |  |  | 12.54 | 8.52 | 31.16 | 7.14 |  | 9.52 | 17.72 | 15.05 | [15 empty] | 6.02 | 29.72 | [78 empty] | 317.46 |  |  |  | 17.28 | 17.28 | 17.28 | [7 empty] | 79.57 | 46.05 |  |  | 65.8 | 42.9 | 78.05 | [424 empty] | 165.88 | [58 empty] | 164.86 | [231 empty] | 32.32 | 2.38 |  |  | 73.05 | 13.32 | 10.06 | [38 empty] | 2.7 | [6 empty] | 32.49 | 79.72 | 25.92 | [24 empty] | 16.92 | 101.84 | 38.67 | [29 empty] | 9.02 | 3.6 | 4.47 | 6.3 | 5.14 | 9.02 | 65.7 | 59.28 | 55.49 | 11.99 | 10.89 | 10.66 | [40 empty] | 26.82 | 35.82 | 3.26 | 243.41 | [229 empty] | 17.6 | [31 empty] | 56.34 | 22.32 | [35 empty] | 42.84 | [7 empty] | 9 | 16.78 | [8 empty] | 38.55 | 11.2 | [25 empty] | 39 | 9.94 | [25 empty] | 39 | 9.94 | [9 empty] | 21 | 15 | 14.4 | [17 empty] | 22.5
CIUGPCA02B05C01 | Concrete Protection; for Above Ground; Chemical Resistant Resin Coating (Epoxy) |  | m2 | [35 empty] | 5.88 | [61 empty] | 115.2 | [111 empty] | 245.37 |  | 139.11 | [14 empty] | 2.88 | [19 empty] | 2.88 | [15 empty] | 2.88 | [97 empty] | 1.83 | 1.68 | 1.83 | 1.68 | 1.83 | 1.68 | 1.83 | 1.68 | 1.83 | 1.68 | 1.83 | 1.68 | 1.83 | 1.68 | 1.83 | 1.68 | 1.83 | 1.68 |  | 11.52 |  | 5.9 |  | 9.66 | [111 empty] | 3.8 | 4 | [9 empty] | 3.8 | [8 empty] | 3.8 | 3.8 |  |  | 4 | [6 empty] | 19.36 |  | 1.68 | 5.76 | 11.4 | 11.4 |  |  |  | 4.16 |  | 1.76 | 3.36 | 3.8 | 3.42 | 3.8 | 3.8 | 1.92 | 3.8 |  |  |  | 4.4 |  | 0.8 | 3.8 | 0.84 | 1.44 |  |  |  |  | 3.8 | 1.44 |  |  | 2.16 | 3.8 | [16 empty] | 3.8 | [82 empty] | 0.96 | 0.96 | 0.96 | [7 empty] | 218.58 | 160.3 |  |  | 5.26 | 139.68 | 17.5 | [483 empty] | 68.26 | [236 empty] | 4.68 | 45.6 | [47 empty] | 9.36 | [24 empty] | 4.68 | [40 empty] | 2.16 | 2.16 | 2.16 | [40 empty] | 12.24 | [232 empty] | 1.6 | [87 empty] | 5.6 | [26 empty] | 9.72 | [26 empty] | 9.72 | [11 empty] | 14.9
CIUGPCA03B05C01 | Concrete Protection; for Internal Protection( inside MH, Sump or Pit, etc.); Chemical Resistant Resin Coating (Epoxy) |  | m2 | [35 empty] | 5.92 | [61 empty] | 716.8 | [111 empty] | 302.7 |  | 159.57 | [14 empty] | 17.68 | 4.16 | 3.2 | 3.92 | 3.2 | 3.2 | [14 empty] | 17.68 | 4.16 | 3.2 | 3.92 | 3.2 | 3.2 | [10 empty] | 17.68 | 4.16 | 3.2 | 3.92 | 3.2 | 3.2 | [17 empty] | 232.25 | [29 empty] | 21.6 | [28 empty] | 13 |  | 182.5 | 23.84 | 8 | 9.25 | [10 empty] | 43.59 | 18.05 | 47.1 | 18.05 | 47.1 | 18.05 | 45.34 | 18.05 | 46.33 | 18.05 | 43.9 | 18.05 | 53.13 | 18.05 | 52.68 | 18.05 | 39.72 | 18.05 | 135.72 | 91.2 | 72.88 | 95.4 | 166.43 | 219.24 | [111 empty] | 20.87 | 5.04 |  | 0.57 | 0.64 | 0.73 | 2.86 | 0.57 | 1.29 | 0.57 | 0.74 | 20.87 | 3.12 |  |  | 9.36 |  |  |  |  | 15.32 | 15.08 | 1.98 | 2.1 | 6 | 26.58 | 0.84 | 3 |  |  |  | 25.41 | 0.59 | 9.02 | 47.7 | 64.44 | 59.49 |  |  |  | 6.2 | 14.4 | 3.39 | 27 | 18.65 | 33 | 22.48 | 25.72 | 19.9 | 19.56 |  |  | 1.44 | 5.74 | 0.64 | -0.42 | 24.47 | 4.93 | 2.07 |  |  | 7.22 | 4.96 | 24.47 | 2.85 |  | 6.07 | 9.96 | 12.06 | [15 empty] | 2.94 | 23.24 | [82 empty] | 14.84 | 14.84 | 14.84 | [7 empty] | 328.2 | 173.06 |  |  | 58.14 | 205.41 | 140.56 | [716 empty] | 1.28 |  |  |  | 13.16 | [39 empty] | 1.8 | [8 empty] | 25.76 | [24 empty] | 15.96 | [40 empty] | 10.16 | 9.31 | 9.13 | [40 empty] | 28.7 | [232 empty] | 13.5 | [32 empty] | 19.04 | [44 empty] | 13.89 | [9 empty] | 10 | [26 empty] | 14.45 | [26 empty] | 14.45 | [11 empty] | 21.12
CIUGPCA03B08C01 | Concrete Protection; for Internal Protection( inside MH, Sump or Pit, etc.); Chemical Resistant Tile |  | m2 |  |  |  |  | 10
CIUGPCA03B09C01 | Concrete Protection; for Internal Protection( inside MH, Sump or Pit, etc.); Chemical Resistant Brick |  | m2 |  |  |  |  | 10
CIUGPCA04B01C01 | Concrete Protection; Paving surface; Bitumen Coating |  | m2 | [1610 empty] | 152.13
CIUGPEA02B01C01 | P.E Sheet; T > 0.2 mm; 1 Layer |  | m2 | [35 empty] | 2.56 | 16.07 | [60 empty] | 320 | [128 empty] | 6.76 | 2.21 | 1.69 | 2.08 | 1.69 | 1.69 | [14 empty] | 6.76 | 2.21 | 1.69 | 2.08 | 1.69 | 1.69 | [10 empty] | 6.76 | 2.21 | 1.69 | 2.08 | 1.69 | 1.69 | [17 empty] | 129.77 | [29 empty] | 6.76 | [28 empty] | 4.52 |  | 4.5 | 0.52 | 0.17 | 0.17 | [7 empty] | 225.42 |  |  | 0.91 | 0.79 | 0.91 | 0.79 | 0.91 | 0.79 | 0.91 | 0.79 | 0.91 | 0.79 | 0.91 | 0.79 | 0.91 | 0.79 | 0.91 | 0.79 | 0.91 | 0.79 | 0.08 | 0.08 | 0.12 | 0.12 | 0.17 | 0.17 | [111 empty] | 0.22 | 0.22 |  | 0.09 | 0.09 | 0.09 | 0.15 | 0.09 | 0.13 | 0.09 | 0.09 |  | 0.11 |  |  | 0.09 |  |  |  |  | 0.33 | 0.33 | 0.19 | 0.19 | 0.16 | 0.78 | 0.03 | 0.09 |  |  |  | 1.43 | 0.11 |  | 0.26 | 0.26 | 0.26 |  |  |  | 0.34 | 0.68 | 0.13 | 0.76 | 0.33 | 0.93 | 0.33 | 0.33 | 0.48 | 0.33 |  |  | 0.08 | 0.16 | 0.08 | 0.04 | 0.22 | 0.19 | 0.24 |  |  | 0.34 | 0.15 | 0.22 | 0.15 |  | 0.17 | 0.36 | 0.33 | [540 empty] | 92.87 | [290 empty] | 16.16 | 0.81 |  |  | 32.35 | 4 | 15.96 | [38 empty] | 1.21 | [6 empty] | 20.48 | 39.9 | 8 | [24 empty] | 4 | 36.5 | 26.85 | [29 empty] | 13.53 | 5.4 | 7.62 | 10.71 | 8.73 | 17.14 | 36.69 | 41.91 | 36.69 | 4 | 4 | 4 | [40 empty] | 8 | 53.73 | 6.19 | 128.48 | [261 empty] | 41.32 | 8 | [35 empty] | 16.07 | [7 empty] | 6.6 | 4 | [8 empty] | 13.77 | 5.12 | [25 empty] | 28.6 | 4 | [25 empty] | 28.6 | 4 | [9 empty] | 15.4 | 9 | 8 | [17 empty] | 12
CIUGLIA01B01C01 | Lining for Containment (Pond, Pit, Dike); HDPE Lining; T : 60 mils(1mils = 0.025mm) |  | m2 | [1820 empty] | 17.5
CIUGLIA01B02C01 | Lining for Containment (Pond, Pit, Dike); HDPE Lining; T : 80 mils(1mils = 0.025mm) |  | m2 | [1611 empty] | 10.5472
CIUGLIA06B03C01 | Lining for Containment (Pond, Pit, Dike); Marl(Gatch); T : 150 mm |  | m2
CIUGGRA01B01C01 | Grouting; Nonshrink Cement Based Grout |  | m3 |  |  |  |  | 10
CIUGGRA02B01C01 | Grouting; Epoxy Grout |  | m3 | [679 empty] | 1.7355
CIUGGRA03B01C01 | Grouting; Sand-cement Grout(mortar) |  | m3 |  |  |  |  | 10
CIUGJOA01B01C01 | Joint; Expansion Joint; without Dowel Bar; Conc. Thk. : 100 mm with joint sealant & filler |  | m |  |  |  |  | 10
CIUGJOA02B01C01 | Joint; Isolation Joint; without Dowel Bar; Conc. Thk. : 100 mm with joint sealant & filler |  | m |  |  |  |  | 10
CIUGJOA02B01C02 | Joint; Isolation Joint; without Dowel Bar; Conc. Thk. : 150 mm with joint sealant & filler |  | m | [35 empty] | 5.6 | 17.85 | [52 empty] | 21.4 | 21.2 | 45.8 | 45.6 | 89.2 |  |  |  | 576 | [98 empty] | 622 | [12 empty] | 62.97 |  | 35.7 | [14 empty] | 9.6 | 5.2 | 4.4 | 5 | 4.4 | 4.4 | 116.7 | [13 empty] | 9.6 | 5.2 | 4.4 | 5 | 4.4 | 4.4 | 116.7 | [9 empty] | 9.6 | 5.2 | 4.4 | 5 | 4.4 | 4.4 | 116.7 | [16 empty] | 49.8 | [28 empty] | 581.4 | 9.6 | [28 empty] | 7.7 |  | 230 | 22.4 | 6.6 | 6.6 | [10 empty] | 12.2 | 11.2 | 12.2 | 11.2 | 12.2 | 11.2 | 12.2 | 11.2 | 12.2 | 11.2 | 12.2 | 11.2 | 12.2 | 11.2 | 12.2 | 11.2 | 12.2 | 11.2 | 187.2 | 115.2 | 46.88 | 58.6 | 76.12 | 96.88 | [111 empty] | 7.6 | 8 |  | 2 | 2 | 2 | 3.2 | 2 | 3 | 2 | 2 | 7.6 | 8 | 41 | 41 | 21.6 | 41 |  |  |  | 7.6 | 7.6 | 5.6 | 5.6 | 8 | 39.6 | 4.8 | 7.2 | 142 |  |  | 48.4 | 4 | 11.2 | 38.4 | 22.8 | 22.8 |  |  |  | 10.4 | 19.2 | 4.4 | 22.4 | 7.6 | 22.8 | 7.6 | 7.6 | 12.8 | 7.6 |  |  | 6.4 | 8.8 | 6.4 | 4 | 7.6 | 5.6 | 9.6 |  |  | 13.2 | 4.8 | 7.6 | 7.2 |  | 6.6 | 14.4 | 7.6 | [15 empty] | 4 | 7.6 | [82 empty] | 9.6 | 9.6 | 9.6 | [7 empty] | 49.12 | 28.78 |  |  | 26.32 | 42.9 | 35 | [424 empty] | 41.65 | [58 empty] | 52.5 | [231 empty] | 21.55 | 2.8 |  |  | 32.35 | 7.2 | 15.2 | [38 empty] | 3.6 | [6 empty] | 27.31 | 39.9 | 14.4 | [24 empty] | 7.2 | 36.5 | 35.8 | [29 empty] | 18.04 | 7.2 | 8.97 | 12.6 | 10.27 | 18.04 | 33.35 | 38.1 | 33.35 | 7.2 | 7.2 | 7.2 | [40 empty] | 14.4 | 71.64 | 6.52 | 116.8 | [229 empty] | 8 | [31 empty] | 75.12 | 14.4 | [35 empty] | 17.85 | [7 empty] | 12 | 7.2 | [8 empty] | 55.06 | 11.2 | [25 empty] | 52 | 7.2 | [25 empty] | 52 | 7.2 | [9 empty] | 28 | 20 | 14.4 | [17 empty] | 30
CIUGJOA03B01C01 | Joint; Contraction Joint(Control Joint); Saw Cut with Sealant |  | m |  |  |  |  | 10
CIUGWSA01B02C01 | Water Stop; PVC; Width : 150 mm; with Bulb |  | m | [35 empty] | 4.8 | [51 empty] | 70 | 70 | [8 empty] | 528 | [111 empty] | 62.97 |  | 35.7 | [14 empty] | 8.8 | 4.6 | 3.8 | 4.4 | 3.8 | 3.8 | [14 empty] | 8.8 | 4.6 | 3.8 | 4.4 | 3.8 | 3.8 | [10 empty] | 8.8 | 4.6 | 3.8 | 4.4 | 3.8 | 3.8 | [17 empty] | 45.9 | [29 empty] | 8.8 | [28 empty] | 6.9 |  | 190 | 19.2 | 5.8 | 5.8 | [10 empty] | 10.6 | 10.1 | 10.6 | 10.1 | 10.6 | 10.1 | 10.6 | 10.1 | 10.6 | 10.1 | 10.6 | 10.1 | 10.6 | 10.1 | 10.6 | 10.1 | 10.6 | 10.1 | 156 | 96 | 40.48 | 50.6 | 67.32 | 85.68 | [111 empty] | 6.8 | 6.8 |  | 1.6 | 1.6 | 1.6 | 2.8 | 1.6 | 2.6 | 1.6 | 1.6 | 6.8 | 6.4 |  |  | 18 |  |  |  |  | 6.8 | 6.8 | 4.8 | 4.8 | 6.4 | 34.8 | 3.6 | 6 |  |  |  | 41.8 | 3.2 | 9.6 | 33.6 | 20.4 | 20.4 |  |  |  | 9.2 | 17.6 | 3.8 | 19.2 | 6.8 | 20.4 | 6.8 | 6.8 | 11.2 | 6.8 |  |  | 4.8 | 7.6 | 4.8 | 2.8 | 6.8 | 4.8 | 7.2 |  |  | 11.6 | 4 | 6.8 | 5.4 |  | 5.8 | 12 | 6.8 | [15 empty] | 3.4 | 6.8 | [78 empty] | 72.15 |  |  |  | 8.8 | 8.8 | 8.8 | [7 empty] | 48.16 | 27.82 |  |  | 24.32 | 41.5 | 34.2 | [716 empty] | 2.2 |  |  |  | 6.4 | 14 | [38 empty] | 3 | [8 empty] | 12.8 | [24 empty] | 6.4 | [40 empty] | 6.4 | 6.4 | 6.4 | [40 empty] | 12.8 | [232 empty] | 7 | [32 empty] | 12.8 | [44 empty] | 6.4 | [9 empty] | 9.6 | [26 empty] | 6.4 | [26 empty] | 6.4 | [11 empty] | 12.8
CIUGWSA01B03C01 | Water Stop; PVC; Width : 200 mm; with Bulb |  | m |  |  |  |  | 10
CIUGMTA01B01C01 | Metal Works; Embedded Steel; HDG; Supply & Installation |  | Ton | [35 empty] | 0.17 | [249 empty] | 10.57 | [74 empty] | 0.016838 |  | 0.016838 |  | 0.016838 |  | 0.016838 |  | 0.016838 |  | 0.016838 |  | 0.016838 |  | 0.016838 |  | 0.016838 | [121 empty] | 0.02 | 0.02 | 0.02 | 0.05 | 0.02 | 0.04 | 0.02 | 0.02 |  | 0.16 | [12 empty] | 1.38 | 0.03 | 0.09 | [873 empty] | 0.04 |  |  |  | 0.27 | [39 empty] | 0.07 | [383 empty] | 0.54 | [44 empty] | 0.27 | [9 empty] | 0.34 | [25 empty] | 0.026494 | 0.27 | [25 empty] | 0.026494 | 0.27 | [9 empty] | 0.026494 | 0.026494 | 0.54 | [17 empty] | 0.026494
CIUGMTA02B01C01 | Metal Works; Checkered Plate; HDG; Supply & Installation |  | Ton | [227 empty] | 0.1 | 0.07 | 0.09 | 0.07 | 0.07 | [15 empty] | 0.1 | 0.07 | 0.09 | 0.07 | 0.07 | [11 empty] | 0.1 | 0.07 | 0.09 | 0.07 | 0.07 | [47 empty] | 0.35 | [28 empty] | 0.23 | [15 empty] | 0.12797 | 0.33677 | 0.12797 | 0.33677 | 0.12797 | 0.33677 | 0.12797 | 0.33677 | 0.12797 | 0.33677 | 0.12797 | 0.33677 | 0.12797 | 0.33677 | 0.12797 | 0.33677 | 0.12797 | 0.33677 | [117 empty] | 0.1 | 0.12 | [9 empty] | 0.1 |  |  |  | 0.3 |  |  |  |  | 0.07 | 0.07 | 0.07 | 0.07 | 0.12 | [6 empty] | 0.66 |  | 0.2 | 0.78 | 0.21 | 0.21 | [6 empty] | 0.4 | 0.19 | 0.54 | 0.07 | 0.19 | 0.26 | 0.07 | [5 empty] | 0.08 | 0.1 | 0.1 | 0.09 |  |  |  |  | 0.1 | 0.06 |  |  | 0.16 | 0.08 | [15 empty] | 0.06 | 0.22 | [82 empty] | 0.04 | 0.04 | 0.04
CIUGMTA03B04C01 | Metal Works; Ladder; HDG/Painted; Supply & Installation |  | Ton |  |  |  |  | 1
CIUGMTA04B04C01 | Metal Works; Cage Ladder; HDG/Painted; Supply & Installation |  | Ton |  |  |  |  | 1
CIUGMTA05B04C01 | Metal Works; Hand Rail; HDG/Painted; Supply & Installation |  | Ton | [679 empty] | 0.792
CIUGMTA06B01C01 | Metal Works; Step Iron; HDG; Supply & Installation |  | Ton | [360 empty] | 2.4503 |  | 2.4503 |  | 2.4503 |  | 2.4503 |  | 2.4503 |  | 2.4503 |  | 2.4503 |  | 2.4503 |  | 2.0733 |  | 36.7546 | 22.6182 | 12.063 | 15.0788 | 20.7333 | 26.3879 | [111 empty] | 2.3438 | [10 empty] | 2.3438 | [23 empty] | 8.1131 | 8.1131 | [6 empty] | 10.8174 | 1.9668 | 3.6877 | 1.9668 | 1.7209 | 2.4585 | 1.7209 | [6 empty] | 2.7044 | [6 empty] | 2.7044
CIUGMTA07B01C01 | Metal Works; Misc. Steel; HDG; Supply & Installation |  | Ton | [673 empty] | 2 | 2 |  |  | 0.2 | 1.7005 | 3.4009
CIUGMTA08B01C02 | Metal Works; Anchor Bolt; HDG; Supply & Installation |  | Ton |  |  |  |  | 2
CIUGMTA09B02C02 | Metal Works; Welded Wire Fabric; D6 - 150mm x 150mm; Uncoated |  | m2 | [357 empty] | 225.42
CIUGMTA10B01C03 | Metal Works; Grating with Frame; Hot Dip Galvanized; I-Bar |  | Ton | [196 empty] | 11.16 | [29 empty] | 0.09 | [19 empty] | 0.09 | [15 empty] | 0.09 | [51 empty] | 13.51 | [193 empty] | 0.72 | 0.83 |  | 0.93 | [11 empty] | 2.41 |  |  |  | 0.06 | [7 empty] | 0.24 | 0.86 | 0.09 | [9 empty] | 0.04 | 0.04 | 0.04 | [6 empty] | 0.38 | 0.09 |  |  |  | 0.19 | [115 empty] | 0.26 | 0.15 | [484 empty] | 1.86 | [231 empty] | 0.49 |  |  |  | 1.2 | [47 empty] | 0.62 | 1.48 | [26 empty] | 1.35 | 0.82 | [29 empty] | 0.41 | 0.16 | 0.26 | 0.36 | 0.29 | 0.62 | 1.33 | 1.52 | 1.33 | [44 empty] | 1.64 | 0.22 | 4.67 | [261 empty] | 1.5 | [44 empty] | 0.24 | [9 empty] | 0.31 | [26 empty] | 1.04 | [26 empty] | 1.04 | [10 empty] | 0.56 | 0.29 | [18 empty] | 0.39
CIUGMTA11B01C02 | Metal Works; Cast Iron Cover with Frame; Heavy Duty; DIA. 600 |  | Ea |  |  |  |  | 10
CIUGMTA11B01C04 | Metal Works; Cast Iron Cover with Frame; Heavy Duty; DIA. 800 |  | Ea |  |  |  |  | 10 | [92 empty] | 80 | [280 empty] | 39 | 24 | 8 | 10 | 11 | 14
CIUGMTA11B01C05 | Metal Works; Cast Iron Cover with Frame; Heavy Duty; SQ 600 |  | EA |  |  |  |  | 10
CIUGMTA13B02C01 | Metal Works; Others; Chemical bolt; 10 mm ≤ DIA. < 16 mm |  | EA |  |  |  |  | 10
CIUGMTA13B02C02 | Metal Works; Others; Chemical bolt; DIA. ≥ 16mm |  | EA | [679 empty] | 54
CIUGMTA13B03C01 | Metal Works; Others; FRP Ladder |  | m |  |  |  |  | 10
CIUGMTA14B01C01 | Metal Works; Sleeve Pipe with filling material(with Ring Plate); HDG |  | Ton | [97 empty] | 8 | [128 empty] | 0.06 | [19 empty] | 0.06 | [15 empty] | 0.06 | [97 empty] | 0.693 |  | 0.693 |  | 0.693 |  | 0.693 |  | 0.693 |  | 0.693 |  | 0.693 |  | 0.693 |  | 0.693 |  | 5.148 | 3.168 | 1.056 | 1.32 | 1.452 | 1.848 | [111 empty] | 0.12 | [10 empty] | 0.06 | [8 empty] | 0.06 | 0.12 | 0.18 | 0.18 | [7 empty] | 1.1 | 0.18 | 0.24 | 0.36 | 0.18 | 0.18 |  |  |  | 0.1 | 0.12 | 0.1 | 0.48 | 0.06 | 0.36 | 0.06 | 0.06 | 0.48 | 0.06 |  |  | 0.36 | 0.2 | 0.16 | 0.1 | 0.12 | 0.06 | 0.36 |  |  | 0.12 | 0.18 | 0.12 | 0.15 |  | 0.06 | 0.4 | 0.18 | [99 empty] | 1.73 | 2.38 | 0.89 | [7 empty] | 0.13 | 0.13 |  |  | 0.26 | 0.16 | [1112 empty] | 0.07
CIUGPIA01B07C01 | Pipe work including fitting; RC; DIA 300 mm; Supply & Installation |  | m | [350 empty] | 74
CIUGPIA01B09C01 | Pipe work including fitting; RC; DIA 400 mm; Supply & Installation |  | m | [351 empty] | 138
CIUGPIA01B11C01 | Pipe work including fitting; RC; DIA 500 mm; Supply & Installation |  | m | [352 empty] | 462
CIUGPIA01B12C01 | Pipe work including fitting; RC; DIA 600 mm; Supply & Installation |  | m | [353 empty] | 58
CIUGPIA01B13C01 | Pipe work including fitting; RC; DIA 700 mm; Supply & Installation |  | m | [354 empty] | 107
CIUGPIA01B14C01 | Pipe work including fitting; RC; DIA 800 mm; Supply & Installation |  | m | [355 empty] | 85
CIUGPIA02B04C01 | Pipe work including fitting; PVC; DIA 150 mm; Supply & Installation |  | m | [387 empty] | 445
CIUGPIA02B05C01 | Pipe work including fitting; PVC; DIA 200 mm; Supply & Installation |  | m | [388 empty] | 55
CIUGPIA02B06C01 | Pipe work including fitting; PVC; DIA 250 mm; Supply & Installation |  | m | [389 empty] | 55
CIUGPIA03B03C01 | Pipe work including fitting; UPVC; DIA 100 mm; Supply & Installation |  | m | [1724 empty] | 75.02 | 55.98 | [11 empty] | 75.02 | [24 empty] | 150.03 | [9 empty] | 150.03 |  |  | 150.03 | [26 empty] | 67.13
CIUGPIA03B05C01 | Pipe work including fitting; UPVC; DIA 200 mm; Supply & Installation |  | m | [1689 empty] | 31.55
CIUGPIA04B03C01 | Pipe work including fitting; CPVC; DIA 100 mm; Supply & Installation |  | m | [227 empty] | 409.2 | [19 empty] | 409.2 | [15 empty] | 409.2 | [51 empty] | 60.5 | [1058 empty] | 90
CIUGPIA04B05C01 | Pipe work including fitting; CPVC; DIA 200 mm; Supply & Installation |  | m |  |  |  |  | 10
CIUGPIA05B01C01 | Pipe work including fitting; HDPE; DIA 50 mm; Supply & Installation |  | m | [512 empty] | 1.8
CIUGPIA05B03C01 | Pipe work including fitting; HDPE; DIA 100 mm; Supply & Installation |  | m | [513 empty] | 42.1 | [10 empty] | 8 | [7 empty] | 25 | [12 empty] | 52 | [8 empty] | 21 | [5 empty] | 65 |  |  |  | 30
CIUGPIA05B04C01 | Pipe work including fitting; HDPE; DIA 150 mm; Supply & Installation |  | m | [497 empty] | 4 | [16 empty] | 5.7 | [10 empty] | 4 | [7 empty] | 42 | [12 empty] | 39 | [8 empty] | 62 | [9 empty] | 13
CIUGPIA05B05C01 | Pipe work including fitting; HDPE; DIA 200 mm; Supply & Installation |  | m | [534 empty] | 2
CIUGPIA06B03C01 | Pipe work including fitting; Perforated Drain Pipe; DIA 100 mm; Supply & Installation |  | m |  |  |  |  | 10
CIUGSGA02B01C01 | Sluice gate with Frame; HDG Steel; Rectangular; Size-1 |  | EA | [204 empty] | 1 | [38 empty] | 1 |  | 1
CIUGGMA01B01C01 | Ground Monitoring Well |  | EA |  |  |  |  | 3
CIUGABA01B01C01 | Anchor BOX |  | EA |  |  |  |  | 10
CIUGPRA01B01C01 | Precast Concrete(Rebar, Form, Including All Accessories, etc.); Item-1; Type-1 |  | m3 | [89 empty] | 0.7 | 0.6 | 1.98 | 1.76 | 2.64 | [138 empty] | 2.6 | [19 empty] | 2.6 | [15 empty] | 2.6 | [835 empty] | 26.9
CIUGOTA01B01C06 | Others(Misc. Items); Item-1; Type-1; Unit-6 |  | EA |  |  |  |  | 10
CIUGOTA01B05C02 | Others(Misc. Items); Item-1; Type-5; Unit-2 |  | m2 | [1610 empty] | 1042.73 | [209 empty] | 2006.3756
CIUGOTA01B06C02 | Others(Misc. Items); Item-1; Type-6; Unit-2 |  | m2 | [1610 empty] | 1042.73 | 31.33 | [208 empty] | 2006.3756
CIUGOTA01B07C02 | Others(Misc. Items); Item-1; Type-7; Unit-2 |  | m2 | [1610 empty] | 1042.73
EI Electrical & Instrument Civil Works
CIEIEXA01B01C01 | Excavation; By Machine; Normal |  | m3 | [98 empty] | 958.12 | 7471.98 | 3721.36 | 525.19 | 345.13 | [213 empty] | 56.12 | [28 empty] | 52.49 | [89 empty] | 28.51 | 28.51 | 28.51 | 28.51 | 28.51 | 28.51 | 28.51 | 28.51 | 51.25 | 51.25 | 18.64 | 24.09 | 45.17 | 30.11 | 28.51 | 28.51 | 28.51 | 28.51 | 28.51 | 28.51 | 28.51 | 826.31 | 63.23 | 55.19 | 39.14 | 72.27 | 252 | [7 empty] | 24.71 | 24.71 | 102.71 |  |  | 24.71 | 24.71 | 102.71 |  |  | 24.71 | 24.71 | 102.71 |  |  | 24.71 | 24.71 | 102.71 |  | 78.79 | 102.71 |  | 48.13 | 102.71 | [217 empty] | 25.21 | 25.21 | 25.21 | [21 empty] | 7.01 | 9.92 | 8.59 | [69 empty] | 191.6 | 958 | 66.68 | 2253.7 | 11.89 | 19.22 | 336.15 | 115.82 | 885.08 | 65.35 | 185.22 | 4647.36 | 365.22 | 2820.96 | 155.47 | 244.1 | 284.18 | 191.93 | 1047.48 | 22987.74 | 103.26 | 307.02 | 6208.92 | [335 empty] | 79.41 | [221 empty] | 36.93 | [16 empty] | 27.25 | [37 empty] | 46.04 | [109 empty] | 10.87 | [57 empty] | 5.63 | [218 empty] | 20.12 | 12.86 | [77 empty] | 8.02 | [26 empty] | 8.02 | [6 empty] | 8.02 | [29 empty] | 155.54 | 269.12
CIEIEXA01B02C01 | Excavation; By Machine; Weathered Rock |  | m3 | [5 empty] | 10
CIEIEXA01B03C01 | Excavation; By Machine; Hard Rock |  | m3 | [5 empty] | 10
CIEIEXA01B04C01 | Excavation; By Machine; Limestone |  | m3 | [5 empty] | 10
CIEIDIA01B03C01 | Disposal; Normal Soil; Distance ≥ 20 km |  | m3 | [98 empty] | 186.48 | 608.16 | 208.32 | 29.4 | 19.32 | [213 empty] | 27.12 | [28 empty] | 6.88 | [89 empty] | 7.03 | 7.03 | 7.03 | 7.03 | 7.03 | 7.03 | 7.03 | 7.03 | 11.06 | 11.06 | 3.23 | 3.06 | 5.74 | 3.83 | 7.03 | 7.03 | 7.03 | 7.03 | 7.03 | 7.03 | 7.03 | 205.55 | 8.03 | 10.13 | 4.97 | 9.18 | 50.82 | [7 empty] | 10.35 | 10.35 | 86.84 |  |  | 10.35 | 10.35 | 86.84 |  |  | 10.35 | 10.35 | 86.84 |  |  | 10.35 | 10.35 | 86.84 |  | 38.65 | 86.84 |  | 8.27 | 86.84 | [217 empty] | 10.36 | 10.36 | 10.36 | [21 empty] | 2.37 | 3.26 | 2.89 | [69 empty] | 19.2 | 96 | 5.19 | 167.4 | 3.52 | 5.49 | 106.2 | 22.98 | 200.62 | 18.07 | 49.3 | 1506.16 | 91 | 590.48 | 29.16 | 28.8 | 31.68 | 8.25 | 197.28 | 5114.28 | 29.26 | 48.67 | [336 empty] | 48.99 | [221 empty] | 22.32 | [16 empty] | 16.47 | [37 empty] | 27.83 | [109 empty] | 6.57 | [57 empty] | 3.4 | [218 empty] | 12.16 | 2.8 | [77 empty] | 4.85 | [26 empty] | 4.85 | [6 empty] | 4.85 | [29 empty] | 34.24 | 67.08
CIEIBKA01B01C01 | Backfill(with Compaction); Excavated Soil |  | m3 | [5 empty] | 10 | [92 empty] | 771.64 | 6863.82 | 3513.04 | 495.79 | 325.81 | [213 empty] | 29 | [28 empty] | 45.61 | [89 empty] | 21.48 | 21.48 | 21.48 | 21.48 | 21.48 | 21.48 | 21.48 | 21.48 | 40.19 | 40.19 | 15.41 | 21.03 | 39.43 | 26.28 | 21.48 | 21.48 | 21.48 | 21.48 | 21.48 | 21.48 | 21.48 | 620.76 | 55.2 | 45.06 | 34.17 | 63.09 | 201.18 | [7 empty] | 14.36 | 14.36 | 15.87 |  |  | 14.36 | 14.36 | 15.87 |  |  | 14.36 | 14.36 | 15.87 |  |  | 14.36 | 14.36 | 15.87 |  | 40.14 | 15.87 |  | 39.86 | 15.87 | [217 empty] | 14.85 | 14.85 | 14.85 | [21 empty] | 4.64 | 6.66 | 5.7 | [69 empty] | 172.4 | 862 | 61.49 | 2086.3 | 8.37 | 13.73 | 229.95 | 92.84 | 684.46 | 47.28 | 135.92 | 3141.2 | 274.22 | 2230.48 | 126.31 | 215.3 | 252.5 | 183.68 | 850.2 | 17873.46 | 74 | 258.35 | 6208.92 | [335 empty] | 30.42 | [221 empty] | 14.61 | [16 empty] | 10.78 | [37 empty] | 18.21 | [109 empty] | 4.3 | [57 empty] | 2.23 | [218 empty] | 7.96 | 10.06 | [77 empty] | 3.17 | [26 empty] | 3.17 | [6 empty] | 3.17 | [29 empty] | 121.3 | 202.04
CIEIBKA02B01C01 | Backfill(with Compaction); Imported Soil |  | m3 | [5 empty] | 10
CIEIFIA01B01C01 | Earth fill; Clean Sand |  | m3 | [5 empty] | 10
CIEIFIA05B01C01 | Earth fill; Crushed Stone(Gravel) |  | m3 | [98 empty] | 33.3 | 108.6 | 37.2 | 5.25 | 3.45 | [707 empty] | 0.42 | 0.48 | 9 | 1.5 | 13.16 | 1.31 | 2.82 | [1012 empty] | 0.75 | [141 empty] | 4.84 | 6.34
CIEIFIA07B01C01 | Earth fill; Compacted Sand |  | m3 | [471 empty] | 86.6385 |  |  |  |  | 86.6385 |  |  |  |  | 86.6385 |  |  |  |  | 86.6385 |  |  | 86.6385 |  |  | 86.6385 | [335 empty] | -0.0010736 | [557 empty] | 21.81 | [16 empty] | 16.1 | [37 empty] | 27.2 | [109 empty] | 6.42 | [57 empty] | 3.32 | [218 empty] | 11.88 | [78 empty] | 4.74 | [26 empty] | 4.74 | [6 empty] | 4.74
CIEICOA02B01C02 | Structural Concrete - Material only; Fck = 25 MPa; Cement Type I; with Micro Silica |  | m3 | [710 empty] | 4.8 | 4.8 | 4.8 | [21 empty] | 1.19 | 2.33 | 2.4
CIEICOA04B01C02 | Structural Concrete - Material only; Fck = 30 MPa; Cement Type I; with Micro Silica |  | m3 | [806 empty] | 18.62 | 93.1 | 5.1 | 173.6 | 1.92 | 2.75 | 49.95 | 9.74 | 79.8 | 6.86 | 17.26 | 1409.28 | 69.86 | 449.24 | 16.53 | 20.18 | 22.2 | 5.67 | 138.76 | 3571.36 | 20.31 | 33.65
CIEICOA05B01C02 | Structural Concrete - Material only; Fck = 35 MPa; Cement Type I; with Micro Silica |  | m3 | [98 empty] | 114.18 | 372.38 | 127.56 | 19.03 | 12.51 | [213 empty] | 20.27 | [28 empty] | 5.87 | [89 empty] | 3.43 | 3.43 | 3.43 | 3.43 | 3.43 | 3.43 | 3.43 | 3.43 | 9.32 | 9.32 | 2.43 | 2.1 | 3.93 | 2.62 | 3.43 | 3.43 | 3.43 | 3.43 | 3.43 | 3.43 | 3.43 | 196.52 | 5.3 | 6.75 | 3.28 | 6.05 | 37.15 | [7 empty] | 3.94 | 3.94 |  |  |  | 3.94 | 3.94 |  |  |  | 3.94 | 3.94 |  |  |  | 3.94 | 3.94 |  |  | 12.59 |  |  | 3.58 | [672 empty] | 61.69 | [664 empty] | 0.89 | [141 empty] | 25.9 | 20.82
CIEILCA02B01C01 | Lean Concrete - Material only; 15 MPa ≤ Fck < 20 MPa; Cement Type I |  | m3 | [98 empty] | 11.1 | 36.2 | 12.4 | 1.75 | 1.15 | [213 empty] | 1.2 | [118 empty] | 0.36 | 0.36 | 0.36 | 0.36 | 0.36 | 0.36 | 0.36 | 0.36 | 1.16 | 1.16 | 0.53 | 0.54 | 1.01 | 0.68 | 0.36 | 0.36 | 0.36 | 0.36 | 0.36 | 0.36 | 0.36 | 1.77 | 1.42 | 1.63 | 0.88 | 1.62 | 3.3 | [7 empty] | 0.6 | 0.6 |  |  |  | 0.6 | 0.6 |  |  |  | 0.6 | 0.6 |  |  |  | 0.6 | 0.6 |  |  | 1.83 |  |  | 0.33 | [218 empty] | 0.39 | 0.39 | 0.39 | [21 empty] | 0.18 | 0.19 | 0.19 | [69 empty] | 1.16 | 5.8 | 0.29 |  | 0.14 | 0.16 | 3 | 0.5 | 4.34 | 0.44 | 0.94 | 58.96 | 7 | 26.72 | 1.32 | 3.6 | 3.96 | 0.98 | 22.32 | 363.63 | 2.04 | 3.33 | [336 empty] | 2.39 | [664 empty] | 0.25 | [141 empty] | 1.61 | 2.12
CIEIC1A01B01C01 | Concrete Pouring - Construction only; Equipment Foundation & Footing |  | m3 | [806 empty] | 12.28 | 61.4 | 2.9
CIEIC1A02B01C01 | Concrete Pouring - Construction only; Pedestal |  | m3 | [806 empty] | 6.34 | 31.7 | 2.2 | 173.6
CIEIC1A07B01C01 | Concrete Pouring - Construction only; Manhole & Catch Basin |  | m3 | [435 empty] | 3.43 | 3.43 | 3.43 | 3.43 | 3.43 | 3.43 | 3.43 | 3.43 | [6 empty] | 3.43 | 3.43 | 3.43 | 3.43 | 3.43 | 3.43 | 3.43 | [13 empty] | 3.94 | 3.94 |  |  |  | 3.94 | 3.94 |  |  |  | 3.94 | 3.94 |  |  |  | 3.94 | 3.94 |  |  | 12.59 |  |  | 3.58 | [218 empty] | 4.8 | 4.8 | 4.8 | [21 empty] | 1.19 | 2.33 | 2.4 | [73 empty] | 1.92 | 2.75 | 49.95 | 9.74 | 79.8 | 6.86 | 17.26 | [347 empty] | 61.69 | [807 empty] | 20.82
CIEIC1A09B01C01 | Concrete Pouring - Construction only; Duct Bank |  | m3 | [98 empty] | 114.18 | 372.38 | 127.56 | 19.03 | 12.51 | [213 empty] | 20.27 | [28 empty] | 5.87 | [97 empty] | 9.32 | 9.32 | 2.43 | 2.1 | 3.93 | 2.62 | [7 empty] | 196.52 | 5.3 | 6.75 | 3.28 | 6.05 | 37.15 | [355 empty] | 1409.28 | 69.86 | 449.24 | 16.53 | 20.18 | 22.2 | 5.67 | 138.76 | 3571.36 | 20.31 | 33.65 | [1001 empty] | 0.89 | [141 empty] | 25.9
CIEIC1A10B01C01 | Concrete Pouring - Construction only; Lean Concrete |  | m3 | [98 empty] | 11.1 | 36.2 | 12.4 | 1.75 | 1.15 | [213 empty] | 1.2 | [118 empty] | 0.36 | 0.36 | 0.36 | 0.36 | 0.36 | 0.36 | 0.36 | 0.36 | 1.16 | 1.16 | 0.53 | 0.54 | 1.01 | 0.68 | 0.36 | 0.36 | 0.36 | 0.36 | 0.36 | 0.36 | 0.36 | 1.77 | 1.42 | 1.63 | 0.88 | 1.62 | 3.3 | [7 empty] | 0.6 | 0.6 |  |  |  | 0.6 | 0.6 |  |  |  | 0.6 | 0.6 |  |  |  | 0.6 | 0.6 |  |  | 1.83 |  |  | 0.33 | [218 empty] | 0.39 | 0.39 | 0.39 | [21 empty] | 0.18 | 0.19 | 0.19 | [69 empty] | 1.16 | 5.8 | 0.29 |  | 0.14 | 0.16 | 3 | 0.5 | 4.34 | 0.44 | 0.94 | 58.96 | 7 | 26.72 | 1.32 | 3.6 | 3.96 | 0.98 | 22.32 | 363.63 | 2.04 | 3.33 | [336 empty] | 2.39 | [664 empty] | 0.25 | [141 empty] | 1.61 | 2.12
CIEIREA02B01C01 | Reinforcing Bar - Material only; Un-coated Bar; 400 MPa ≤ Fy ≤ 422 Mpa; Deformed |  | Ton | [98 empty] | 4.57 | 14.9 | 5.1 | 0.76 | 0.5 | [213 empty] | 0.81 | [28 empty] | 0.23 | [89 empty] | 0.31 | 0.31 | 0.31 | 0.31 | 0.31 | 0.31 | 0.31 | 0.31 | 0.37 | 0.37 | 0.1 | 0.08 | 0.16 | 0.1 | 0.31 | 0.31 | 0.31 | 0.31 | 0.31 | 0.31 | 0.31 | 7.86 | 0.21 | 0.27 | 0.13 | 0.24 | 1.49 | [7 empty] | 0.35 | 0.35 |  |  |  | 0.35 | 0.35 |  |  |  | 0.35 | 0.35 |  |  |  | 0.35 | 0.35 |  |  | 1.13 |  |  | 0.32 | [218 empty] | 0.43 | 0.43 | 0.43 | [21 empty] | 0.11 | 0.21 | 0.22 | [69 empty] | 1.86 | 9.3 | 0.51 | 17.05 | 0.23 | 0.33 | 6 | 1.16 | 9.52 | 0.82 | 2.08 | 56.4 | 2.8 | 17.96 | 0.66 | 0.8 | 0.88 | 0.23 | 5.56 | 142.8 | 0.81 | 1.35 | [336 empty] | 5.55 | [664 empty] | 0.04 | [141 empty] | 1.04 | 2.5
CIEIR1A01B01C01 | Reinforcing Bar Fabrication - Construction only |  | Ton | [98 empty] | 4.57 | 14.9 | 5.1 | 0.76 | 0.5 | [213 empty] | 0.81 | [28 empty] | 0.23 | [89 empty] | 0.31 | 0.31 | 0.31 | 0.31 | 0.31 | 0.31 | 0.31 | 0.31 | 0.37 | 0.37 | 0.1 | 0.08 | 0.16 | 0.1 | 0.31 | 0.31 | 0.31 | 0.31 | 0.31 | 0.31 | 0.31 | 7.86 | 0.21 | 0.27 | 0.13 | 0.24 | 1.49 | [7 empty] | 0.35 | 0.35 |  |  |  | 0.35 | 0.35 |  |  |  | 0.35 | 0.35 |  |  |  | 0.35 | 0.35 |  |  | 1.13 |  |  | 0.32 | [218 empty] | 0.43 | 0.43 | 0.43 | [21 empty] | 0.11 | 0.21 | 0.22 | [69 empty] | 1.86 | 9.3 | 0.51 | 17.05 | 0.23 | 0.33 | 6 | 1.16 | 9.52 | 0.82 | 2.08 | 56.4 | 2.8 | 17.96 | 0.66 | 0.8 | 0.88 | 0.23 | 5.56 | 142.8 | 0.81 | 1.35 | [336 empty] | 5.55 | [664 empty] | 0.04 | [141 empty] | 1.04 | 2.5
CIEIR2A01B01C01 | Reinforcing Bar Installation - Construction only; Equipment Foundation & Footing |  | Ton | [806 empty] | 1.22 | 6.1 | 0.29
CIEIR2A02B01C01 | Reinforcing Bar Installation - Construction only; Pedestal |  | Ton | [806 empty] | 0.64 | 3.2 | 0.22 | 17.05
CIEIR2A07B01C01 | Reinforcing Bar Installation - Construction only; Manhole & Catch Basin |  | Ton | [435 empty] | 0.31 | 0.31 | 0.31 | 0.31 | 0.31 | 0.31 | 0.31 | 0.31 | [6 empty] | 0.31 | 0.31 | 0.31 | 0.31 | 0.31 | 0.31 | 0.31 | [13 empty] | 0.35 | 0.35 |  |  |  | 0.35 | 0.35 |  |  |  | 0.35 | 0.35 |  |  |  | 0.35 | 0.35 |  |  | 1.13 |  |  | 0.32 | [218 empty] | 0.43 | 0.43 | 0.43 | [21 empty] | 0.11 | 0.21 | 0.22 | [73 empty] | 0.23 | 0.33 | 6 | 1.16 | 9.52 | 0.82 | 2.08 | [347 empty] | 5.55 | [807 empty] | 2.5
CIEIR2A09B01C01 | Reinforcing Bar Installation - Construction only; Duct Bank |  | Ton | [98 empty] | 4.57 | 14.9 | 5.1 | 0.76 | 0.5 | [213 empty] | 0.81 | [28 empty] | 0.23 | [97 empty] | 0.37 | 0.37 | 0.1 | 0.08 | 0.16 | 0.1 | [7 empty] | 7.86 | 0.21 | 0.27 | 0.13 | 0.24 | 1.49 | [355 empty] | 56.4 | 2.8 | 17.96 | 0.66 | 0.8 | 0.88 | 0.23 | 5.56 | 142.8 | 0.81 | 1.35 | [1001 empty] | 0.04 | [141 empty] | 1.04
CIEIFAA01B01C01 | False Work; Scaffolding Work; 1.5 m < H ≤ 10 m |  | m2 | [435 empty] | 24.96 | 24.96 | 24.96 | 24.96 | 24.96 | 24.96 | 24.96 | 24.96 | [6 empty] | 24.96 | 24.96 | 24.96 | 24.96 | 24.96 | 24.96 | 24.96 | [32 empty] | 55.36 |  |  | 32.76 | [314 empty] | 57.6 | 288 | 27 | 3580.5 |  | 23.68 | 383.7 | 73.04 | 534.66 | 37.24 | 100.5 | [347 empty] | 60.2 | [807 empty] | 117.76
CIEIFAA02B01C01 | False Work; Support Work; H ≤ 5 m |  | em3
CIEIFOA01B01C01 | Form Work; Equipment Foundation & Footing; Flat Type Form |  | m2 | [806 empty] | 15.36 | 76.8 | 5.28
CIEIFOA02B01C01 | Form Work; Pedestal; Flat Type Form |  | m2 | [806 empty] | 21.12 | 105.6 | 8.8 | 962.55
CIEIFOA07B01C01 | Form Work; Manhole & Catch Basin; Flat Type Form |  | m2 | [435 empty] | 23.76 | 23.76 | 23.76 | 23.76 | 23.76 | 23.76 | 23.76 | 23.76 | [6 empty] | 23.76 | 23.76 | 23.76 | 23.76 | 23.76 | 23.76 | 23.76 | [13 empty] | 27.6 | 27.6 |  |  |  | 27.6 | 27.6 |  |  |  | 27.6 | 27.6 |  |  |  | 27.6 | 27.6 |  |  | 87.88 |  |  | 30.08 | [218 empty] | 27.51 | 27.51 | 27.51 | [21 empty] | 9.52 | 16.67 | 17.26 | [73 empty] | 15.71 | 23.85 | 413.25 | 82.24 | 643.86 | 50.84 | 137.6 | [347 empty] | 60.11 | [807 empty] | 154.52
CIEIFOA07B02C01 | Form Work; Manhole & Catch Basin; Round Type Form |  | m2 | [1972 empty] | 0.28
CIEIFOA09B01C01 | Form Work; Duct Bank; Flat Type Form |  | m2 | [98 empty] | 356.48 | 1159.68 | 398.08 | 57.28 | 38.08 | [213 empty] | 33.12 | [28 empty] | 16.86 | [97 empty] | 18.3 | 18.3 | 5.58 | 7.83 | 14.13 | 9.63 | [7 empty] | 246.05 | 19.53 | 13.82 | 12.33 | 22.23 | 57.12 | [355 empty] | 3237.6 | 143.36 | 791.52 | 41.88 | 73.26 | 80.46 | 16.16 | 264.08 | 7072.51 | 35.48 | 49.43 | [1001 empty] | 7.68 | [141 empty] | 32.21
CIEIPCA01B01C01 | Concrete Protection; for Below Ground; Bitumen Coating |  | m2 | [98 empty] | 532.8 | 1737.6 | 595.2 | 84 | 55.2 | [213 empty] | 50.4 | [28 empty] | 29.76 | [89 empty] | 16.8 | 16.8 | 16.8 | 16.8 | 16.8 | 16.8 | 16.8 | 16.8 | 29.7 | 29.7 | 10.5 | 12.8 | 24 | 16 | 16.8 | 16.8 | 16.8 | 16.8 | 16.8 | 16.8 | 16.8 | 230.45 | 33.6 | 31.5 | 20.8 | 38.4 | 92.4 | [7 empty] | 15.9 | 15.9 |  |  |  | 15.9 | 15.9 |  |  |  | 15.9 | 15.9 |  |  |  | 15.9 | 15.9 |  |  | 47.88 |  |  | 17.48 | [218 empty] | 16.38 | 16.38 | 16.38 | [21 empty] | 5.83 | 9.11 | 8.28 | [69 empty] | 54.08 | 270.4 | 17.92 | 878.85 | 8.32 | 12.24 | 209.7 | 41.28 | 318.5 | 24.36 | 65.34 | 4180.8 | 260 | 1247.4 | 61.6 | 128 | 140.8 | 31.45 | 648 | 13372.2 | 69.3 | 106.95 | [336 empty] | 40.77 | [664 empty] | 10.77 | [141 empty] | 57.75 | 85.2
CIEIPCA02B05C01 | Concrete Protection; for Above Ground; Chemical Resistant Resin Coating (Epoxy) |  | m2 | [735 empty] | 3.15 | 4.32 | [69 empty] | 1.92 | 9.6 | 0.8 | 32.55 | 0.64 | 0.68 | 11.4 | 1.72 | 13.44 | 1.16 | 2.42 | [347 empty] | 14.17 | [807 empty] | 2.72
CIEIPCA03B05C01 | Concrete Protection; for Internal Protection( inside MH, Sump or Pit, etc.); Chemical Resistant Resin Coating (Epoxy) |  | m2 | [435 empty] | 11.85 | 11.85 | 11.85 | 11.85 | 11.85 | 11.85 | 11.85 | 11.85 | [6 empty] | 11.85 | 11.85 | 11.85 | 11.85 | 11.85 | 11.85 | 11.85 | [13 empty] | 16.7 | 16.7 |  |  |  | 16.7 | 16.7 |  |  |  | 16.7 | 16.7 |  |  |  | 16.7 | 16.7 |  |  | 56.5 |  |  | 14.85 | [318 empty] | 5.31 | 8.57 | 157.95 | 33.28 | 271.6 | 22.64 | 60.58 | [1155 empty] | 70.84
CIEIPEA02B01C01 | P.E Sheet; T > 0.2 mm; 1 Layer |  | m2 | [316 empty] | 24 | [118 empty] | 7.29 | 7.29 | 7.29 | 7.29 | 7.29 | 7.29 | 7.29 | 7.29 | 15.4 | 15.4 | 7 | 7.2 | 13.5 | 9 | 7.29 | 7.29 | 7.29 | 7.29 | 7.29 | 7.29 | 7.29 | 23.65 | 18.9 | 21.7 | 11.7 | 21.6 | 44 | [7 empty] | 8.06 | 8.06 |  |  |  | 8.06 | 8.06 |  |  |  | 8.06 | 8.06 |  |  |  | 8.06 | 8.06 |  |  | 24.36 |  |  | 4.41 | [314 empty] | 1.16 | 5.8 | 0.29 |  | 0.42 | 0.48 | 9 | 1.5 | 13.16 | 1.31 | 2.82
CIEIGRA01B01C01 | Grouting; Nonshrink Cement Based Grout |  | m3 | [806 empty] | 0.14 | 0.7 | 0.05 | 3.1
CIEIJOA02B01C01 | Joint; Isolation Joint; without Dowel Bar; Conc. Thk. : 100 mm with joint sealant & filler |  | m | [5 empty] | 10
CIEIJOA02B01C02 | Joint; Isolation Joint; without Dowel Bar; Conc. Thk. : 150 mm with joint sealant & filler |  | m | [435 empty] | 7.6 | 7.6 | 7.6 | 7.6 | 7.6 | 7.6 | 7.6 | 7.6 | [6 empty] | 7.6 | 7.6 | 7.6 | 7.6 | 7.6 | 7.6 | 7.6 | [13 empty] | 10.6 | 10.6 |  |  |  | 10.6 | 10.6 |  |  |  | 10.6 | 10.6 |  |  |  | 10.6 | 10.6 |  |  | 26.6 |  |  | 7.6 | [218 empty] | 10.4 | 10.4 | 10.4 | [21 empty] | 6.8 | 7 | 7 | [69 empty] | 9.6 | 48 | 4 | 465 | 6.4 | 6.8 | 114 | 17.2 | 134.4 | 11.6 | 24.2 | [347 empty] | 21.8 | [807 empty] | 27.2
CIEIWSA01B02C01 | Water Stop; PVC; Width : 150 mm; with Bulb |  | m | [316 empty] | 6 | [28 empty] | 2.72 | [89 empty] | 6.8 | 6.8 | 6.8 | 6.8 | 6.8 | 6.8 | 6.8 | 6.8 | 3.9 | 3.9 |  |  | 2.3 | 2.3 | 6.8 | 6.8 | 6.8 | 6.8 | 6.8 | 6.8 | 6.8 | 22.9 | 4.6 | 3.6 | 2.3 | 4.6 | 12 | [7 empty] | 9.8 | 9.8 |  |  |  | 9.8 | 9.8 |  |  |  | 9.8 | 9.8 |  |  |  | 9.8 | 9.8 |  |  | 25.8 |  |  | 6.8 | [218 empty] | 9.4 | 9.4 | 9.4 | [21 empty] | 6.2 | 6.1 | 6.1 | [73 empty] | 5.6 | 6 | 102 | 15.6 | 123.2 | 10.8 | 22.6 | 499.2 | 38 | 169.6 | 5.3 | 18.4 | 18.4 | 2.8 | 100.8 | 1927.8 | 9.6 | 16.2 | [336 empty] | 13.8 | [807 empty] | 25.6
CIEIMTA01B01C01 | Metal Works; Embedded Steel; HDG; Supply & Installation |  | Ton | [484 empty] | 0.59 | 0.59
CIEIMTA02B01C01 | Metal Works; Checkered Plate; HDG; Supply & Installation |  | Ton | [435 empty] | 0.22 | 0.22 | 0.22 | 0.22 | 0.22 | 0.22 | 0.22 | 0.22 | [6 empty] | 0.22 | 0.22 | 0.22 | 0.22 | 0.22 | 0.22 | 0.22 | [13 empty] | 0.43 | 0.43 |  |  |  | 0.43 | 0.43 |  |  |  | 0.43 | 0.43 | [7 empty] | 1.33 |  |  | 0.22 | [218 empty] | 0.41 | 0.41 | 0.41 | [97 empty] | 0.04 | 0.04 | 0.6 | 0.08 | 0.56 | 0.04 | 0.08
CIEIMTA08B01C02 | Metal Works; Anchor Bolt; HDG; Supply & Installation |  | Ton | [806 empty] | 0.26 | 1 | 0.04 | 1.55
CIEIMTA11B01C02 | Metal Works; Cast Iron Cover with Frame; Heavy Duty; DIA. 600 |  | Ea | [1972 empty] | 4
CIEIMTA13B02C01 | Metal Works; Others; Chemical bolt; 10 mm ≤ DIA. < 16 mm |  | EA | [5 empty] | 10
CIEIMTA13B02C02 | Metal Works; Others; Chemical bolt; DIA. ≥ 16mm |  | EA | [5 empty] | 10
CIEIMTA14B01C01 | Metal Works; Sleeve Pipe with filling material(with Ring Plate); HDG |  | Ton | [5 empty] | 1 | [1966 empty] | 0.24
CIEICUA01B02C01 | Conduit for Duct Bank Including fitting and fixing accessories; PVC; DIA 150 mm |  | m | [5 empty] | 10
CIEICUA01B03C01 | Conduit for Duct Bank Including fitting and fixing accessories; PVC; DIA 200 mm |  | m | [345 empty] | 32
CIEICUA02B02C01 | Conduit for Duct Bank Including fitting and fixing accessories; UPVC; DIA 150 mm |  | m | [443 empty] | 33 | 33 | 15 | 24 | 45 | 30 | [368 empty] | 2144 | 800 | 6480 | 640
CIEICUA02B03C01 | Conduit for Duct Bank Including fitting and fixing accessories; UPVC; DIA 200 mm |  | m | [316 empty] | 180 | [139 empty] | 231 | 42 | 56 | 26 | 48 | 330 | [359 empty] | 160 | 176 | 51 | 1152 | 37536 | 220 | 372
CIEICTA01B01C01 | Cable Protection tile; Red Tile |  | m | [5 empty] | 10
CIEIWAA01B02C01 | Conduit Penetration Waterproofing Seal; PVC; DIA 150 mm |  | EA | [890 empty] | 172
CIEIWTA01B01C01 | Warning Tape |  | m | [5 empty] | 10
CIEIOTA01B01C01 | Others(Misc. Items); Item-1; Type-1; Unit-1 |  | m | [98 empty] | 222 | 724 | 248
CIEIOTA01B02C01 | Others(Misc. Items); Item-1; Type-2; Unit-1 |  | m | [101 empty] | 35 | 23
CIEIOTA02B01C01 | Others(Misc. Items); Item-2; Type-1; Unit-1 |  | m | [435 empty] | 52 | 12 | 4 | 4 | 27 | 27 | 27 | 40 | [6 empty] | 6 | 28 | 14 | 14 | 4 | 43 | 20 | [15 empty] | 617.52 |  |  |  |  | 573.6 |  |  |  |  | 684 |  |  |  |  | 12 |  |  | 12 |  |  | 12 | [1335 empty] | 20.7634
CIEIOTA02B02C01 | Others(Misc. Items); Item-2; Type-2; Unit-1 |  | m | [40 empty] | 47 | [445 empty] | 1260 |  |  | 420 |  |  | 540
CIEIOTA02B03C01 | Others(Misc. Items); Item-2; Type-3; Unit-1 |  | m | [1386 empty] | 114.9695 | [16 empty] | 63.8233 | [37 empty] | 106.8759 | [109 empty] | 38.0998 | [57 empty] | 24.9023 | [218 empty] | 26.1623 | [78 empty] | 15.8874 | [26 empty] | 15.8874 | [6 empty] | 16.7137
PV Road & Paving
CIPVEXA01B01C01 | Excavation; By Machine; Normal |  | m3 | [32 empty] | 174.33 | [62 empty] | 197.45 | [117 empty] | 202.89 |  |  |  | 5.43 |  | 1.86 | [80 empty] | 10.92 | 10.92 | 34.87 | 9.56 |  |  |  |  | 269.91 |  | 13.52 | [6 empty] | 76.63 | [41 empty] | 190.06 | [32 empty] | 5.27 |  | 1.41 |  | 4.67 | 27.34 | 3.31 | [95 empty] | 594.49 | [103 empty] | 392.38 |  |  |  |  | 2057.26 | [18 empty] | 12.94 |  |  |  | 19.62 | [17 empty] | 335.92 | [74 empty] | 70.56 | [31 empty] | 5.13 | [13 empty] | 0.64 | [39 empty] | 1.31 | [23 empty] | 501804072.78 | 1183.42 | 930.97 | 3241.08 | 1232.77 | 1743.19 | 968.47 | 54707.55 | [8 empty] | 1.36 |  | 2.21 | [39 empty] | 2.71 | [31 empty] | 2.71 | [11 empty] | 3.69 |  |  |  | 3.69 |  |  |  |  | 8.94 | 6.39 | 1.39 | [13 empty] | 21.36 | 7.71 | [49 empty] | 3.01 | [73 empty] | 2.72 | 9.11 | 5.4 | 56.34 | [8 empty] | 150.96 | [17 empty] | 6.56 | [12 empty] | 1.53 | [13 empty] | 22.32 | 1.08 | 8.17 | [62 empty] | 311.17 | 87.01 | [23 empty] | 475.68 | 494.65 | 99.92 | 101.5 | [36 empty] | 124.14 | 60.68 | 3.88 | 41.96 | 32.07 | 6.38 | [64 empty] | 38.92 | 14.21 |  |  |  | 460.51 | 121.83 | [26 empty] | 116.05 | 45.97 | [14 empty] | 84.91 | [9 empty] | 60.42 | 25.32 | [39 empty] | 6.36 | [12 empty] | 197.9 | [25 empty] | 163.76 | [71 empty] | 272.77 | [6 empty] | 682.84 | [89 empty] | 49.89 | 92.71 | 286.7 | 230.66 |  |  |  | 82.24 | [31 empty] | 512.02 | 82.79 | 64.64 | 92.4 | 606.32 | [26 empty] | 92.8 |  | 28.34 | 218.81 | 50.84 |  |  |  | 52.88 | 82.09 | 13.23 | [8 empty] | 19.88 | 54.2 | 20.24 | [21 empty] | 86.6 | 75.81 |  | 115.78 | [7 empty] | 20.9 | 14.6 | 115.78 |  |  | 41.82 | 31.78 |  | 12.66 |  |  |  | 12.79 | [17 empty] | 78.28 | 401.15 | 942.84 |  | 164.92 |  |  | 10.6 | [10 empty] | 8.35 | [6 empty] | 14.55 | [44 empty] | 20.21 | [27 empty] | 0.86 | 0.54 | 1.08 | 1.62 | 0.72 | 1.55 | 2.5 | [20 empty] | 0.86 | 0.54 | 1.08 | 1.62 | 0.72 | 1.55 | 2.5
CIPVEXA01B02C01 | Excavation; By Machine; Weathered Rock |  | m3
CIPVDIA01B03C01 | Disposal; Normal Soil; Distance ≥ 20 km |  | m3 | [32 empty] | 150.12 | [62 empty] | 173.28 | [117 empty] | 193.47 |  |  |  | 4.05 |  | 1.05 | [80 empty] | 8.55 | 8.41 | 30.3 | 7.27 |  |  |  |  | 263.95 |  | 12.21 | [6 empty] | 61.31 | [41 empty] | 8.6 | [32 empty] | 4.4 |  | 1.01 |  | 3.88 |  | 2.65 | [95 empty] | 26.9 | [103 empty] | 363.01 |  |  |  |  | 1987.26 | [18 empty] | 7.81 |  |  |  | 10.98 | [17 empty] | 15.2 | [74 empty] | 31.04 | [31 empty] | 0.64 | [13 empty] | 0.22 | [39 empty] | 0.87 | [23 empty] | 26595548 | 1124.33 | 878.65 | 3204.1 | 1210 | 1716.1 | 913.59 | 54289.85 | [8 empty] | 0.96 |  | 1.7 | [39 empty] | 2.13 | [31 empty] | 2.13 | [11 empty] | 3.01 |  |  |  | 3.01 |  |  |  |  | 7.6 | 1.43 | 0.26 | [13 empty] | 18.9 | 1.75 | [49 empty] | 2.39 | [73 empty] | 0.99 | 1.76 | 1.56 | 8.29 | [8 empty] | 26.13 | [17 empty] | 5.66 | [12 empty] | 1.11 | [13 empty] | 3.6 | 0.04 | 6.65 | [62 empty] | 295.8 | 34.02 | [23 empty] | 457.76 | 476.44 | 39.09 | 39.71 | [36 empty] | 115.2 | 53.82 | 2.44 | 11.76 | 8.97 | 1.71 | [64 empty] | 28.91 | 3.5 |  |  |  | 442.85 | 34.32 | [26 empty] | 106.26 | 12.89 | [14 empty] | 74.25 | [9 empty] | 49.69 | 1.35 | [39 empty] | 4.27 | [12 empty] | 106.84 | [25 empty] | 87.49 | [71 empty] | 213.92 | [6 empty] | 305.42 | [89 empty] | 18.87 | 38.2 | 114.95 | 217.14 |  |  |  | 23.72 | [31 empty] | 210.96 | 34.6 | 32.2 | 27.4 | 584.28 | [26 empty] | 25.96 |  | 9.84 | 90.15 | 21.4 |  |  |  | 46.51 | 74.11 | 9.74 | [8 empty] | 7.38 | 17.24 | 16.38 | [21 empty] | 14.14 | 20.89 |  | 106.26 | [7 empty] | 7.7 | 4.57 | 106.26 |  |  | 36.18 | 26.22 |  | 4.09 |  |  |  | 4.84 | [17 empty] | 28.29 | 159 | 915.31 |  | 27.24 |  |  | 7.35 | [10 empty] | 5.94 | [51 empty] | 16.62 | [27 empty] | 0.22 | 0.16 | 0.32 | 0.09 | 0.08 | 0.1 | 0.1 | [20 empty] | 0.22 | 0.16 | 0.32 | 0.09 | 0.08 | 0.1 | 0.1
CIPVBKA01B01C01 | Backfill(with Compaction); Excavated Soil |  | m3 | [32 empty] | 24.21 | [62 empty] | 24.17 | [117 empty] | 9.42 |  |  |  | 1.38 |  | 0.81 | [80 empty] | 2.37 | 2.51 | 4.57 | 2.29 |  |  |  |  | 5.96 |  | 1.31 | [6 empty] | 15.32 | [41 empty] | 181.46 | [32 empty] | 0.87 |  | 0.4 |  | 0.79 | 27.34 | 0.66 | [95 empty] | 567.59 | [103 empty] | 29.37 |  |  |  |  | 70 | [18 empty] | 5.13 |  |  |  | 8.64 | [17 empty] | 320.72 | [74 empty] | 39.52 | [31 empty] | 4.49 | [13 empty] | 0.42 | [39 empty] | 0.44 | [23 empty] | 475208524.78 | 59.09 | 52.32 | 36.98 | 22.77 | 27.09 | 54.88 | 417.7 | [366 empty] | 15.37 | 52.99 | [23 empty] | 17.92 | 18.21 | 60.83 | 61.79 | [36 empty] | 8.94 | 6.86 | 1.44 | 30.2 | 23.1 | 4.67 | [64 empty] | 10.01 | 10.71 |  |  |  | 17.66 | 87.51 | [26 empty] | 9.79 | 33.08 | [14 empty] | 10.66 | [9 empty] | 10.73 | 23.97 | [39 empty] | 2.09 | [12 empty] | 91.06 | [25 empty] | 76.27 | [71 empty] | 58.85 | [6 empty] | 377.42 | [268 empty] | 14.55 | [44 empty] | 3.59 | [27 empty] | 0.64 | 0.38 | 0.76 | 1.53 | 0.64 | 1.45 | 2.4 | [20 empty] | 0.64 | 0.38 | 0.76 | 1.53 | 0.64 | 1.45 | 2.4
CIPVBKA02B01C01 | Backfill(with Compaction); Imported Soil |  | m3 | [845 empty] | 0.4 |  | 0.51 | [39 empty] | 0.58 | [31 empty] | 0.58 | [11 empty] | 0.68 |  |  |  | 0.68 |  |  |  |  | 1.34 | 4.96 | 1.13 | [13 empty] | 2.46 | 5.96 | [49 empty] | 0.62 | [40 empty] | 10.9974 | [11 empty] | 10.9974 | [13 empty] | 23.5974 | [6 empty] | 1.726 | 7.3525 | 3.84 | 48.05 | [8 empty] | 124.822 | [17 empty] | 0.9 | [12 empty] | 0.42 | [13 empty] | 18.72 | 1.04 | 1.52 | [505 empty] | 31.02 | 54.51 | 171.75 | 13.52 |  |  |  | 58.52 | [31 empty] | 301.06 | 48.19 | 32.44 | 65 | 22.04 | [26 empty] | 66.84 |  | 18.5 | 128.66 | 29.44 |  |  |  | 6.37 | 7.98 | 3.49 | 2.12 | 2.82 | [6 empty] | 12.5 | 36.96 | 3.86 | [21 empty] | 72.46 | 54.92 |  | 9.52 | [7 empty] | 13.2 | 10.03 | 9.52 |  |  | 5.64 | 5.56 |  | 8.57 |  |  |  | 7.95 | [17 empty] | 49.99 | 242.15 | 27.53 |  | 137.68 |  |  | 3.25 | [10 empty] | 2.41
CIPVFIA02B01C01 | Earth fill; Structural Fill |  | m3 | [1327 empty] | 52.1
CIPVFIA05B01C01 | Earth fill; Crushed Stone(Gravel) |  | m3 | [32 empty] | 150.12 | [62 empty] | 173.28 | [221 empty] | 61.31 | [401 empty] | 13.1
CIPVCOA05B01C02 | Structural Concrete - Material only; Fck = 35 MPa; Cement Type I; with Micro Silica |  | m3 | [14 empty] | 96.6 |  | 7.7 |  | 0.23 | [13 empty] | 29.12 |  | 0.62 |  |  | 1.62 | [12 empty] | 1.62 | [44 empty] | 33.75 | [117 empty] | 573.51 |  |  | 23.82 | 11.25 |  | 2.64 | [80 empty] | 16.8 | 16.5 | 60 | 14.25 |  |  |  |  | 787.5 |  | 35.7 |  | 5.45 |  |  |  |  | 23.4 | [41 empty] | 8.6 | [32 empty] | 12.6 |  | 2.77 |  | 11.07 | 29.36 | 7.5 | [95 empty] | 26.9 | [103 empty] | 135 |  |  |  |  | 742.5 | [18 empty] | 2.75 |  |  |  | 3.82 | [17 empty] | 15.2 | [74 empty] | 37.64 | 43.65 | 2.21 | 98.85 | 1.7 | 70.23 | 1.08 | 31.65 | 0.59 | 38.94 | 1.42 | 18.15 | 0.64 | 8.88 | 8.69 | [5 empty] | 0.38 | 0.97 | 0.36 | 0.36 | 0.21 | 1.21 |  |  | 0.01 |  | 0.08 |  | 5.86 |  | 0.44 | 0.11 | 0.6 | 0.32 | 0.27 | 0.18 | 0.44 | 0.08 | 0.04 | 0.28 | 0.03 | 0.04 | 0.67 | 0.27 | 0.14 | 0.06 | 0.16 |  | 0.12 | 0.28 | 0.7 | 1.2 | 0.24 | 0.2 | 0.18 | 0.18 | 0.17 | 0.18 | 0.18 | 0.12 | 0.42 | 0.4 | 0.14 | 0.1 | 0.6 | 0.18 | 0.08 | 0.07 | 0.07 | 0.07 | 0.07 | 0.32 | 0.14 | 0.04 | 0.04 | 0.04 | 0.18 | 0.11 | 0.74 |  |  |  | 3.08 | [24 empty] | 447.46 | 349.45 |  |  |  | 384.39 | 22952.38 | [8 empty] | 2.63 |  | 4.74 | [39 empty] | 6 |  |  |  |  | 4.2 |  | 11.13 |  | 12.6 | [22 empty] | 6 | [11 empty] | 8.56 |  |  |  | 8.56 |  |  |  |  | 21.84 | 2.57 | 0.38 | [13 empty] | 54.96 | 3.13 | [49 empty] | 6.75 | [40 empty] | 4.7 | [11 empty] | 4.7 | [13 empty] | 7.99 | [6 empty] | 2.8355 | 5.8215 | 9 | 14.378 | [8 empty] | 70.788 | 42.179 | 65.8416 | [15 empty] | 16.34 | [12 empty] | 6.426 | [13 empty] | 2.64 | 0.04 | 18.86 | [24 empty] | 86.62 | [37 empty] | 295.8 | 34.02 | 6.43 | [22 empty] | 457.76 | 476.44 | 39.09 | 39.71 | [36 empty] | 115.2 | 53.82 | 2.44 | 11.76 | 8.97 | 1.71 | [17 empty] | 39.75 |  | 39.75 | [23 empty] | 64.65 | [9 empty] | 5.04 | [10 empty] | 28.91 | 3.5 |  |  |  | 442.85 | 34.32 | [26 empty] | 106.26 | 12.89 | [14 empty] | 74.25 | [9 empty] | 49.69 | 12.11 | [39 empty] | 4.27 | [12 empty] | 106.84 | [25 empty] | 87.49 | [25 empty] | 0.55 | [45 empty] | 213.92 | [6 empty] | 305.42 | [89 empty] | 12.22 | 20.16 | 71.16 | 162.36 | 19.43 | 1.82 | 14.82 | 12.68 | [31 empty] | 110.61 | 30.53 | 14.73 | 21.05 | 437.4 | 17.37 | 2.8 | 8.88 | [23 empty] | 13.56 |  | 7.29 | 47.36 | 18.56 | 0.92 | 5.64 | 5.64 | 34.66 | 55.3 | 7.69 | 2.16 | 4.64 | [6 empty] | 4.75 | 9.08 | 12.15 | 3.47 |  | 13.82 | [18 empty] | 7.24 | 14.43 | 0.3 | 79.35 | 7.04 | [6 empty] | 4.93 | 2.31 | 79.35 | 1.85 | 3 | 26.93 | 20.81 | 3.28 | 2.44 |  |  |  | 3.17 | [17 empty] | 19.01 | 80.78 | 685.46 | 27.04 | 12 |  |  | 5.4 | [10 empty] | 4.37 | [6 empty] | 17.2 | 62.14 | [15 empty] | 770.12 | 30.75 | 13.93 | 112.47 |  |  |  |  | 20.92 | 2.04 |  |  |  |  | 4 |  |  | 0.72 | [10 empty] | 16.62 |  | 2.16 | [10 empty] | 46.96 | 119.6 | [13 empty] | 3.74 | 2.98 | 5.4 | 0.18 | 0.74 | 1.2 | 0.9 |  |  |  |  | 46.96 | 119.6 | [14 empty] | 3.74 | 2.98 | 5.4 | 0.18 | 0.74 | 1.2 | 0.9 |  |  |  |  | 2.46 | 37.38 | [26 empty] | 39.12 | 135 | [18 empty] | 8.24
CIPVLCA02B01C01 | Lean Concrete - Material only; 15 MPa ≤ Fck < 20 MPa; Cement Type I |  | m3 | [213 empty] | 193.47 |  |  |  | 4.05 |  | 1.05 | [80 empty] | 2.95 | 2.91 | 10.3 | 2.52 |  |  |  |  | 263.95 |  | 12.21 | [81 empty] | 4.4 |  | 1.01 |  | 3.88 | 1.31 | 2.65 | [320 empty] | 4.37 | [85 empty] | 0.87 | [39 empty] | 0.96 |  | 1.7 | [39 empty] | 2.13 | [31 empty] | 2.13 | [11 empty] | 3.01 |  |  |  | 3.01 |  |  |  |  | 7.6 | 0.36 | 0.13 | [13 empty] | 18.9 | 0.44 | [49 empty] | 2.39 | [40 empty] | 1.57 | [11 empty] | 1.57 | [13 empty] | 2.66 | [6 empty] | 0.716 | 0.948 | 2.28 | 3.876 | [8 empty] | 20.054 | [17 empty] | 5.66 | [12 empty] | 1.11 | [13 empty] | 0.96 |  | 6.65 | [505 empty] | 1.83 | 2.2 | 5.57 | 54.78 |  |  |  | 0.8 | [31 empty] | 12.15 | 2.2 | 3.74 | 1 | 146.88 | [26 empty] | 0.8 |  | 1.71 | 5.19 | 1.44 |  |  |  | 11.86 | 18.82 | 2.05 | 0.61 | 1.26 | [6 empty] | 0.62 | 0.8 | 4.23 |  |  | 4.8 | [18 empty] | 0.4 | 1.87 |  | 26.91 | [7 empty] | 0.61 | 0.2 | 26.91 |  |  | 9.25 | 5.41 |  | 0.2 |  |  |  | 0.47 | [17 empty] | 2.78 | 7.21 | 229.84 |  | 0.8 |  |  | 1.95 | [10 empty] | 1.57
CIPVC1A01B01C01 | Concrete Pouring - Construction only; Equipment Foundation & Footing |  | m3 | [18 empty] | 0.23 | [15 empty] | 0.62 | [277 empty] | 5.45 | [46 empty] | 8.6 | [37 empty] | 9.11 | [96 empty] | 26.9 | [149 empty] | 15.2 | [76 empty] | 2.21 |  | 1.7 |  | 1.08 |  | 0.59 |  | 1.42 |  | 0.64 | 8.88 | 8.69 | [7 empty] | 0.36 | 0.36 | 0.21 | 1.21 |  |  | 0.01 |  | 0.08 |  | 5.86 |  | 0.44 | 0.11 | 0.6 | 0.32 | 0.27 | 0.18 | 0.44 | 0.08 | 0.04 | 0.28 | 0.03 | 0.04 | 0.67 | 0.27 | 0.14 | 0.06 | 0.16 |  | 0.12 | 0.28 | 0.7 | 1.2 | 0.24 | 0.2 | 0.18 | 0.18 | 0.17 | 0.18 | 0.18 | 0.12 | 0.42 | 0.4 | 0.14 | 0.1 | 0.6 | 0.18 | 0.08 | 0.07 | 0.07 | 0.07 | 0.07 | 0.32 | 0.14 | 0.04 | 0.04 | 0.04 | 0.18 | 0.11 | 0.74 |  |  |  | 3.08 | [129 empty] | 8.56 |  |  |  |  | 21.84 | 2.57 | 0.38 | [14 empty] | 3.13 | [135 empty] | 16.698 | [17 empty] | 16.34 | [92 empty] | 34.02 | 6.43 | [65 empty] | 11.76 | 8.97 | 1.71 | [70 empty] | 34.32 | [27 empty] | 12.89 | [277 empty] | 19.43 | 1.82 | 14.82 | [37 empty] | 17.37 | 2.8 | 8.88 | [28 empty] | 0.92 | 5.64 | 5.64 |  |  |  | 2.16 | 4.64 | [9 empty] | 3.47 | [24 empty] | 7.04 | [9 empty] | 1.85 | 3 |  |  | 3.28 | [25 empty] | 27.04 |  |  |  | 5.4 | [17 empty] | 6.73 | [17 empty] | 30.75 | 13.93 | [6 empty] | 2.04 |  |  |  |  | 4 |  |  | 0.72 | [12 empty] | 2.16 | [10 empty] | 46.96 | [14 empty] | 3.74 | 2.98 | 5.4 | 0.18 | 0.74 | 1.2 | 0.9 |  |  |  |  | 46.96 | [15 empty] | 3.74 | 2.98 | 5.4 | 0.18 | 0.74 | 1.2 | 0.9 |  |  |  |  | 2.46
CIPVC1A02B01C01 | Concrete Pouring - Construction only; Pedestal |  | m3 | [397 empty] | 20.25 | [1000 empty] | 6.78 | [426 empty] | 10.47
CIPVC1A05B01C01 | Concrete Pouring - Construction only; Slab w/ Beam & Girder |  | m3 | [1094 empty] | 33.649 | 12.2016
CIPVC1A07B01C01 | Concrete Pouring - Construction only; Manhole & Catch Basin |  | m3 | [1653 empty] | 12.68 | [34 empty] | 21.05 | [27 empty] | 13.56 | [19 empty] | 9.08 | [22 empty] | 7.24 | [11 empty] | 2.31 | [6 empty] | 2.44 | [25 empty] | 12
CIPVC1A08B01C01 | Concrete Pouring - Construction only; Ditch & Canal |  | m3 | [719 empty] | 37.64 | [926 empty] | 12.22 | 20.16 | 71.16 | [36 empty] | 110.61 | 30.53 | 14.73 | [30 empty] | 7.29 | 47.36 | 18.56 | [14 empty] | 4.75 | [24 empty] | 14.43 | 0.3 | [8 empty] | 4.93 | [11 empty] | 3.17 | [17 empty] | 19.01 | 80.78
CIPVC1A10B01C01 | Concrete Pouring - Construction only; Lean Concrete |  | m3 | [213 empty] | 193.47 |  |  |  | 4.05 |  | 1.05 | [80 empty] | 2.95 | 2.91 | 10.3 | 2.52 |  |  |  |  | 263.95 |  | 12.21 | [81 empty] | 4.4 |  | 1.01 |  | 3.88 | 1.31 | 2.65 | [320 empty] | 4.37 | [85 empty] | 0.87 | [39 empty] | 0.96 |  | 1.7 | [39 empty] | 2.13 | [31 empty] | 2.13 | [11 empty] | 3.01 |  |  |  | 3.01 |  |  |  |  | 7.6 | 0.36 | 0.13 | [13 empty] | 18.9 | 0.44 | [49 empty] | 2.39 | [40 empty] | 1.57 | [11 empty] | 1.57 | [13 empty] | 2.66 | [6 empty] | 0.716 | 0.948 | 2.28 | 3.876 | [8 empty] | 20.054 | [17 empty] | 5.66 | [12 empty] | 1.11 | [13 empty] | 0.96 |  | 6.65 | [505 empty] | 1.83 | 2.2 | 5.57 | 54.78 |  |  |  | 0.8 | [31 empty] | 12.15 | 2.2 | 3.74 | 1 | 146.88 | [26 empty] | 0.8 |  | 1.71 | 5.19 | 1.44 |  |  |  | 11.86 | 18.82 | 2.05 | 0.61 | 1.26 | [6 empty] | 0.62 | 0.8 | 4.23 |  |  | 4.8 | [18 empty] | 0.4 | 1.87 |  | 26.91 | [7 empty] | 0.61 | 0.2 | 26.91 |  |  | 9.25 | 5.41 |  | 0.2 |  |  |  | 0.47 | [17 empty] | 2.78 | 7.21 | 229.84 |  | 0.8 |  |  | 1.95 | [10 empty] | 1.57
CIPVREA02B01C01 | Reinforcing Bar - Material only; Un-coated Bar; 400 MPa ≤ Fy ≤ 422 Mpa; Deformed |  | Ton | [14 empty] | 9.66 |  | 0.77 |  | 0.02 | [13 empty] | 2.91 |  | 0.06 |  |  | 0.16 | [12 empty] | 0.16 | [44 empty] | 3.38 | [117 empty] | 57.36 |  |  | 2.37 | 1.14 |  | 0.27 | [80 empty] | 1.68 | 1.65 | 6 | 1.43 |  |  |  |  | 78.75 |  | 3.57 |  | 1.09 |  |  |  |  | 2.34 | [41 empty] | 0.86 | [32 empty] | 1.26 |  | 0.28 |  | 1.11 | 3.82 | 0.75 | [95 empty] | 2.69 | [149 empty] | 1.52 | [74 empty] | 3.76 | 4.37 | 0.22 | 9.89 | 0.17 | 7.02 | 0.11 | 3.17 | 0.06 | 3.89 | 0.14 | 1.82 | 0.06 | 0.89 | 0.87 | [5 empty] | 0.04 | 0.1 | 0.04 | 0.04 | 0.03 | 0.12 |  |  |  |  | 0.01 |  | 0.59 |  | 0.04 | 0.01 | 0.08 | 0.04 | 0.03 | 0.02 | 0.04 |  |  | 0.04 |  |  | 0.07 | 0.03 | 0.02 | 0.01 | 0.02 |  | 0.02 | 0.04 | 0.14 | 0.1 | 0.02 | 0.02 | 0.02 | 0.02 | 0.02 | 0.02 | 0.03 |  | 0.06 | 0.04 | 0.02 | 0.01 | 0.06 | 0.02 | 0.01 | 0.01 | 0.01 | 0.01 | 0.01 | 0.04 | 0.02 |  |  |  | 0.02 | 0.01 | 0.08 |  |  |  | 0.31 | [39 empty] | 0.26 |  | 0.47 | [39 empty] | 0.6 |  |  |  |  | 0.42 |  | 1.11 |  | 1.26 | [22 empty] | 0.6 | [11 empty] | 0.86 |  |  |  | 0.86 |  |  |  |  | 2.18 | 0.26 | 0.04 | [13 empty] | 5.5 | 0.31 | [49 empty] | 0.68 | [40 empty] | 0.47 | [11 empty] | 0.47 | [13 empty] | 0.8 | [6 empty] | 0.28 | 0.58 | 0.9 | 1.44 | [8 empty] | 7.08 | 4.22 | 6.58 | [15 empty] | 1.63 | [12 empty] | 0.64 | [13 empty] | 0.24 |  | 1.89 | [24 empty] | 8.66 | [37 empty] | 29.58 | 3.4 | 0.64 | [22 empty] | 45.78 | 47.64 | 3.91 | 3.97 | [36 empty] | 11.52 | 5.38 | 0.24 | 1.18 | 0.9 | 0.17 | [17 empty] | 3.98 |  | 3.98 | [23 empty] | 6.47 | [9 empty] | 0.5 | [10 empty] | 2.87 | 0.35 |  |  |  | 44.29 | 3.43 | [26 empty] | 10.63 | 1.29 | [14 empty] | 7.43 | [9 empty] | 4.97 | 1.57 | [39 empty] | 0.43 | [12 empty] | 10.68 | [25 empty] | 8.75 | [25 empty] | 0.06 | [45 empty] | 21.39 | [6 empty] | 30.54 | [89 empty] | 1.22 | 2.02 | 7.12 | 16.24 | 1.94 | 0.18 | 1.48 | 1.16 | [31 empty] | 11.06 | 3.05 | 1.47 | 1.9 | 43.74 | 1.74 | 0.28 | 0.89 | [23 empty] | 1.24 |  | 0.73 | 4.74 | 1.86 | 0.09 | 0.56 | 0.56 | 3.47 | 5.53 | 0.77 | 0.22 | 0.46 | [6 empty] | 0.48 | 0.8 | 1.22 | 0.35 |  | 1.38 | [18 empty] | 0.66 | 1.44 | 0.03 | 7.94 | 0.7 | [6 empty] | 0.49 | 0.21 | 7.94 | 0.19 | 0.3 | 2.69 | 2.08 | 0.33 | 0.22 |  |  |  | 0.32 | [17 empty] | 1.9 | 8.08 | 68.55 | 2.7 | 1.08 |  |  | 0.54 | [10 empty] | 0.44 | [6 empty] | 2.24 | 6.21 | [15 empty] | 77.01 | 3.08 | 1.39 | 11.25 |  |  |  |  | 2.09 | 0.2 |  |  |  |  | 0.4 |  |  | 0.07 | [10 empty] | 1.66 |  | 0.22 | [10 empty] | 4.7 | 11.96 | [13 empty] | 0.38 | 0.3 | 0.54 |  | 0.08 | 0.1 | 0.1 |  |  |  |  | 4.7 | 11.96 | [14 empty] | 0.38 | 0.3 | 0.54 |  | 0.08 | 0.1 | 0.1 |  |  |  |  | 0.25 | 3.74 | [26 empty] | 3.91 | 13.5 | [18 empty] | 0.82
CIPVR1A01B01C01 | Reinforcing Bar Fabrication - Construction only |  | Ton | [14 empty] | 9.66 |  | 0.77 |  | 0.02 | [13 empty] | 2.91 |  | 0.06 |  |  | 0.16 | [12 empty] | 0.16 | [44 empty] | 3.38 | [117 empty] | 57.36 |  |  | 2.37 | 1.14 |  | 0.27 | [80 empty] | 1.68 | 1.65 | 6 | 1.43 |  |  |  |  | 78.75 |  | 3.57 |  | 1.09 |  |  |  |  | 2.34 | [41 empty] | 0.86 | [32 empty] | 1.26 |  | 0.28 |  | 1.11 | 3.82 | 0.75 | [95 empty] | 2.69 | [149 empty] | 1.52 | [74 empty] | 3.76 | 4.37 | 0.22 | 9.89 | 0.17 | 7.02 | 0.11 | 3.17 | 0.06 | 3.89 | 0.14 | 1.82 | 0.06 | 0.89 | 0.87 | [5 empty] | 0.04 | 0.1 | 0.04 | 0.04 | 0.03 | 0.12 |  |  |  |  | 0.01 |  | 0.59 |  | 0.04 | 0.01 | 0.08 | 0.04 | 0.03 | 0.02 | 0.04 |  |  | 0.04 |  |  | 0.07 | 0.03 | 0.02 | 0.01 | 0.02 |  | 0.02 | 0.04 | 0.14 | 0.1 | 0.02 | 0.02 | 0.02 | 0.02 | 0.02 | 0.02 | 0.03 |  | 0.06 | 0.04 | 0.02 | 0.01 | 0.06 | 0.02 | 0.01 | 0.01 | 0.01 | 0.01 | 0.01 | 0.04 | 0.02 |  |  |  | 0.02 | 0.01 | 0.08 |  |  |  | 0.31 | [39 empty] | 0.26 |  | 0.47 | [39 empty] | 0.6 |  |  |  |  | 0.42 |  | 1.11 |  | 1.26 | [22 empty] | 0.6 | [11 empty] | 0.86 |  |  |  | 0.86 |  |  |  |  | 2.18 | 0.26 | 0.04 | [13 empty] | 5.5 | 0.31 | [49 empty] | 0.68 | [40 empty] | 0.47 | [11 empty] | 0.47 | [13 empty] | 0.8 | [6 empty] | 0.28 | 0.58 | 0.9 | 1.44 | [8 empty] | 7.08 | 4.22 | 6.58 | [15 empty] | 1.63 | [12 empty] | 0.64 | [13 empty] | 0.24 |  | 1.89 | [24 empty] | 8.66 | [37 empty] | 29.58 | 3.4 | 0.64 | [22 empty] | 45.78 | 47.64 | 3.91 | 3.97 | [36 empty] | 11.52 | 5.38 | 0.24 | 1.18 | 0.9 | 0.17 | [17 empty] | 3.98 |  | 3.98 | [23 empty] | 6.47 | [9 empty] | 0.5 | [10 empty] | 2.87 | 0.35 |  |  |  | 44.29 | 3.43 | [26 empty] | 10.63 | 1.29 | [14 empty] | 7.43 | [9 empty] | 4.97 | 1.57 | [39 empty] | 0.43 | [12 empty] | 10.68 | [25 empty] | 8.75 | [25 empty] | 0.06 | [45 empty] | 21.39 | [6 empty] | 30.54 | [89 empty] | 1.22 | 2.02 | 7.12 | 16.24 | 1.94 | 0.18 | 1.48 | 1.16 | [31 empty] | 11.06 | 3.05 | 1.47 | 1.9 | 43.74 | 1.74 | 0.28 | 0.89 | [23 empty] | 1.24 |  | 0.73 | 4.74 | 1.86 | 0.09 | 0.56 | 0.56 | 3.47 | 5.53 | 0.77 | 0.22 | 0.46 | [6 empty] | 0.48 | 0.8 | 1.22 | 0.35 |  | 1.38 | [18 empty] | 0.66 | 1.44 | 0.03 | 7.94 | 0.7 | [6 empty] | 0.49 | 0.21 | 7.94 | 0.19 | 0.3 | 2.69 | 2.08 | 0.33 | 0.22 |  |  |  | 0.32 | [17 empty] | 1.9 | 8.08 | 68.55 | 2.7 | 1.08 |  |  | 0.54 | [10 empty] | 0.44 | [6 empty] | 2.24 | 6.21 | [15 empty] | 77.01 | 3.08 | 1.39 | 11.25 |  |  |  |  | 2.09 | 0.2 |  |  |  |  | 0.4 |  |  | 0.07 | [10 empty] | 1.66 |  | 0.22 | [10 empty] | 4.7 | 11.96 | [13 empty] | 0.38 | 0.3 | 0.54 |  | 0.08 | 0.1 | 0.1 |  |  |  |  | 4.7 | 11.96 | [14 empty] | 0.38 | 0.3 | 0.54 |  | 0.08 | 0.1 | 0.1 |  |  |  |  | 0.25 | 3.74 | [26 empty] | 3.91 | 13.5 | [18 empty] | 0.82
CIPVR2A01B01C01 | Reinforcing Bar Installation - Construction only; Equipment Foundation & Footing |  | Ton | [14 empty] | 48.3 |  | 3.85 |  | 0.02 | [13 empty] | 19.41 |  | 0.06 |  |  | 0.81 | [12 empty] | 0.81 | [44 empty] | 22.5 | [117 empty] | 382.35 |  |  | 15.87 | 7.5 |  | 1.77 | [80 empty] | 5.6 | 5.5 | 20 | 4.75 |  |  |  |  | 525 |  | 23.8 |  | 1.09 |  |  |  |  | 7.8 | [41 empty] | 0.86 | [32 empty] | 8.4 |  | 1.85 |  | 7.38 | 1.18 | 5 | [95 empty] | 2.69 | [149 empty] | 1.52 | [75 empty] | 29.1 | 0.22 | 65.9 | 0.17 | 46.82 | 0.11 | 21.1 | 0.06 | 25.96 | 0.14 | 12.1 | 0.06 | 0.89 | 0.87 | [5 empty] | 0.26 | 0.64 | 0.04 | 0.04 | 0.03 | 0.12 |  |  |  |  | 0.01 |  | 0.59 |  | 0.04 | 0.01 | 0.08 | 0.04 | 0.03 | 0.02 | 0.04 |  |  | 0.04 |  |  | 0.07 | 0.03 | 0.02 | 0.01 | 0.02 |  | 0.02 | 0.04 | 0.14 | 0.1 | 0.02 | 0.02 | 0.02 | 0.02 | 0.02 | 0.02 | 0.03 |  | 0.06 | 0.04 | 0.02 | 0.01 | 0.06 | 0.02 | 0.01 | 0.01 | 0.01 | 0.01 | 0.01 | 0.04 | 0.02 |  |  |  | 0.02 | 0.01 | 0.08 |  |  |  | 0.31 | [39 empty] | 1.75 |  | 3.16 | [39 empty] | 4 |  |  |  |  | 2.1 |  | 5.57 |  | 6.3 | [22 empty] | 4 | [11 empty] | 5.7 |  |  |  | 0.86 |  |  |  |  | 2.18 | 0.26 | 0.04 | [13 empty] | 36.64 | 0.31 | [49 empty] | 4.5 | [40 empty] | 3.14 | [11 empty] | 3.14 | [13 empty] | 5.33 | [6 empty] | 1.48 | 1.45 | 3.6 | 6.27 | [8 empty] | 36.06 | 3.36 | 1.22 | [15 empty] | 1.63 | [12 empty] | 2.03 | [13 empty] | 1.2 |  | 12.57 | [24 empty] | 57.76 | [38 empty] | 3.4 | 0.64 | [24 empty] | 13.03 | 13.24 | [39 empty] | 1.18 | 0.9 | 0.17 | [17 empty] | 26.5 |  | 26.5 | [23 empty] | 43.1 | [9 empty] | 3.36 | [10 empty] | 19.25 | 2.31 |  |  |  |  | 3.43 | [27 empty] | 1.29 | [14 empty] | 24.75 | [9 empty] | 33.13 | 4.62 | [39 empty] | 2.85 | [12 empty] | 71.23 | [25 empty] | 58.33 | [25 empty] | 0.36 | [45 empty] | 142.61 | [6 empty] | 203.62 | [92 empty] | 108.24 | 1.94 | 0.18 | 1.48 | [36 empty] | 291.6 | 1.74 | 0.28 | 0.89 | [28 empty] | 0.09 | 0.56 | 0.56 | 23.1 | 36.86 | 3.84 | 0.22 | 0.46 | [8 empty] | 8.1 | 0.35 |  | 9.22 | [21 empty] | 52.9 | 0.7 | [8 empty] | 52.9 | 0.19 | 0.3 | 17.96 | 10.4 | 0.33 | [24 empty] | 456.98 | 2.7 |  |  |  | 0.54 | [10 empty] | 2.92 | [6 empty] | 0.87 | 31.07 | [15 empty] | 385.06 | 3.08 | 1.39 | 56.24 |  |  |  |  | 10.46 | 0.2 |  |  |  |  | 0.4 |  |  | 0.07 | [10 empty] | 11.08 |  | 0.22 | [10 empty] | 4.7 | 59.8 | [13 empty] | 0.38 | 0.3 | 0.54 |  | 0.08 | 0.1 | 0.1 |  |  |  |  | 4.7 | 59.8 | [14 empty] | 0.38 | 0.3 | 0.54 |  | 0.08 | 0.1 | 0.1 |  |  |  |  | 0.25 | 18.69 | [26 empty] | 26.08 | 90 | [18 empty] | 5.49
CIPVR2A02B01C01 | Reinforcing Bar Installation - Construction only; Pedestal |  | Ton | [397 empty] | 2.63 | [1000 empty] | 0.88 | [426 empty] | 1.36
CIPVR2A07B01C01 | Reinforcing Bar Installation - Construction only; Manhole & Catch Basin |  | Ton | [1653 empty] | 1.16 | [34 empty] | 1.9 | [27 empty] | 1.24 | [19 empty] | 0.8 | [22 empty] | 0.66 | [11 empty] | 0.21 | [6 empty] | 0.22 | [25 empty] | 1.08
CIPVR2A08B01C01 | Reinforcing Bar Installation - Construction only; Ditch & Canal |  | Ton | [719 empty] | 3.76 | [926 empty] | 1.22 | 2.02 | 7.12 | [36 empty] | 11.06 | 3.05 | 1.47 | [30 empty] | 0.73 | 4.74 | 1.86 | [14 empty] | 0.48 | [24 empty] | 1.44 | 0.03 | [8 empty] | 0.49 | [11 empty] | 0.32 | [17 empty] | 1.9 | 8.08
CIPVR3A01B01C01 | Concrete Paving - Reinforcing Bar Installation - Construction only; 1 layer |  | Ton | [1203 empty] | 29.58 | [25 empty] | 47.64 | [141 empty] | 10.63
CIPVR3A02B01C01 | Concrete Paving - Reinforcing Bar Installation - Construction only; 2 layer |  | Ton | [1228 empty] | 45.78 | [39 empty] | 11.52 | 5.38 | 0.24 | [72 empty] | 44.29
CIPVFAA01B01C01 | False Work; Scaffolding Work; 1.5 m < H ≤ 10 m |  | m2 | [1652 empty] | 223.27 | 119.76 | [32 empty] | 131.2 |  | 211.3 |  | 188.03 | [25 empty] | 130.12 |  |  |  | 78.43 | [38 empty] | 70.52 | [44 empty] | 111.88 | [78 empty] | 326.65 | [14 empty] | 42.34 | 24.22 | 43.88 |  |  | 74.4 | [5 empty] | 326.65 | [15 empty] | 42.34 | 24.22 | 43.88 |  |  | 74.4
CIPVFOA01B01C01 | Form Work; Equipment Foundation & Footing; Flat Type Form |  | m2 | [14 empty] | 17.59 |  | 5 |  | 20.79 | [13 empty] | 9.02 |  | 6.26 |  |  | 2.28 | [12 empty] | 2.28 | [44 empty] | 9 | [117 empty] | 68.37 |  |  | 15.12 | 9 |  | 4.86 | [80 empty] | 9 | 9.6 | 18 | 8.7 |  |  |  |  | 43.5 |  | 9.3 |  | 39.24 |  |  |  |  | 11.1 | [41 empty] | 102.34 | [32 empty] | 6 |  | 2.58 |  | 5.49 | 27 | 4.5 | [95 empty] | 320.11 | [149 empty] | 180.88 | [75 empty] | 10.51 | 29.64 | 15.63 | 22.8 | 12.98 | 14.46 | 10.49 | 7.92 | 10.38 | 19 | 6.6 | 8.62 | 11.36 | 5.79 | [5 empty] | 0.96 | 1.67 | 3.72 | 3.4 | 2.4 | 3.23 |  |  | 0.1 |  | 0.52 |  | 78.41 |  | 4.24 | 1 | 4.76 | 2.96 | 0.83 | 1.68 | 4.08 | 0.64 | 0.26 | 2.96 | 0.24 | 0.26 | 1.8 | 2.55 | 1.42 | 0.44 | 1.58 |  | 1.38 | 2.92 | 8.82 | 12.9 | 2.62 | 1.8 | 1.74 | 1.8 | 1.53 | 1.8 | 2.55 | 2.64 | 4.8 | 3.64 | 1.46 | 0.94 | 5.64 | 1.76 | 0.78 | 0.8 | 0.8 | 0.8 | 0.8 | 3.12 | 1.52 | 0.26 | 0.26 | 0.26 | 1.84 | 1.02 | 1.98 |  |  |  | 3.88 | [39 empty] | 2.55 |  | 3.39 | [39 empty] | 3.9 |  |  |  |  | 5 |  | 6.32 |  | 10.8 | [22 empty] | 3.9 | [11 empty] | 4.62 |  |  |  | 4.62 |  |  |  |  | 9.48 | 17.46 | 3.96 | [13 empty] | 17.4 | 21.24 | [49 empty] | 4.2 | [40 empty] | 3.36 | [11 empty] | 3.36 | [13 empty] | 4.38 | [6 empty] | 10.32 | 14.38 | 27.6 | 37.87 | [8 empty] | 122.71 | [17 empty] | 6.27 | [12 empty] | 2.71 | [13 empty] | 16.08 | 0.68 | 10.82 | [24 empty] | 22.36 | [38 empty] | 118.67 | 85.89 | [24 empty] | 136.31 | 138.47 | [39 empty] | 67.41 | 51.45 | 9.98 | [17 empty] | 10.95 |  | 10.95 | [23 empty] | 15.93 | [9 empty] | 3.71 | [10 empty] | 22.05 | 23.73 |  |  |  |  | 196.35 | [27 empty] | 73.89 | [14 empty] | 18.91 | [9 empty] | 11.61 | 12.53 | [39 empty] | 3.68 | [12 empty] | 17.46 | [25 empty] | 16.1 | [25 empty] | 4.84 | [45 empty] | 22.71 | [6 empty] | 28.26 | [92 empty] | 19.74 | 194.56 | 18.36 | 198.47 | [36 empty] | 32.4 | 174.35 | 28.14 | 118.84 | [28 empty] | 9.32 | 56.52 | 56.52 | 9.12 | 11.52 | 4.96 | 2.84 | 3.92 | [8 empty] | 5.4 | 34.95 |  | 5.76 | [21 empty] | 13.8 | 70.56 | [8 empty] | 13.8 | 18.51 | 30.24 | 8.04 | 8.16 | 32.96 | [24 empty] | 40.56 | 270.6 |  |  |  | 4.5 | [10 empty] | 3.24 | [6 empty] | 14.96 | 15.02 | [15 empty] | 69.64 | 12.46 | 139.36 | 23.29 |  |  |  |  | 8.48 | 2.62 |  |  |  |  | 3.6 |  |  | 7.28 | [10 empty] | 6.56 |  | 2.68 | [10 empty] | 314.02 | 19.6 | [13 empty] | 14.58 | 9.62 | 17.42 | 1.8 | 5.88 | 12.15 | 14.7 |  |  |  |  | 314.02 | 19.6 | [14 empty] | 14.58 | 9.62 | 17.42 | 1.8 | 5.88 | 12.15 | 14.7 |  |  |  |  | 32.91 | 10.94 | [26 empty] | 9.81 | 18 | [18 empty] | 5.25
CIPVFOA02B01C01 | Form Work; Pedestal; Flat Type Form |  | m2 | [397 empty] | 60 | [1000 empty] | 67.84 | [426 empty] | 69.8
CIPVFOA05B01C01 | Form Work; Slab w/ Beam & Girder; Flat Type Form |  | m2 | [1094 empty] | 232.92 | 94.418
CIPVFOA07B01C01 | Form Work; Manhole & Catch Basin; Flat Type Form |  | m2 | [1653 empty] | 106.64 | [34 empty] | 185.1 | [27 empty] | 115.32 | [19 empty] | 70.8 | [22 empty] | 62.28 | [11 empty] | 18.08 | [6 empty] | 19.36 | [25 empty] | 99.96
CIPVFOA08B01C01 | Form Work; Ditch & Canal; Flat Type Form |  | m2 | [719 empty] | 279.36 | [926 empty] | 81.15 | 144 | 567.17 | [36 empty] | 795.24 | 246.4 | 86.25 | [30 empty] | 40.95 | 339.84 | 146.42 | [14 empty] | 33.12 | [24 empty] | 145.97 | [9 empty] | 35.1 | [11 empty] | 20.8 | [17 empty] | 130.8 | 622.25
CIPVFOA10B01C01 | Form Work; Others (Local Support & Misc. Foundation); Flat Type Form |  | m2 | [598 empty] | 18 |  |  |  |  | 43.5 | [18 empty] | 2.79 |  |  |  | 4.56 | [203 empty] | 37.84 | 33.44 |  |  |  | 36.78 | 284.24 | [366 empty] | 29.1 | [24 empty] | 33.99 | 34.53 | [38 empty] | 16.8 | 12.81 | 2.44 | [72 empty] | 33.48 | [27 empty] | 18.42
CIPVPCA01B01C01 | Concrete Protection; for Below Ground; Bitumen Coating |  | m2 | [397 empty] | 45 | [321 empty] | 38.8 | [678 empty] | 78.29 | [247 empty] | 48.69 | 80 | 243.07 | 19.74 | 48.64 | 6.12 | 9.6 | 59.6 | [31 empty] | 441.8 | 72 | 51.75 | 69.5 | 32.4 | 15.29 | 12.06 | 12.05 | [23 empty] | 64.52 |  | 29.58 | 188.8 | 44.37 | 4.66 | 21.2 | 21.2 | 9.12 | 11.52 | 4.96 | 2.84 | 3.92 | [6 empty] | 19.32 | 42.32 | 5.4 | 6.99 | [20 empty] | 34.84 | 84.51 |  | 13.8 | 26.46 | [6 empty] | 20.25 | 10.8 | 13.8 | 9.26 | 7.56 | 8.04 | 8.16 | 12.36 | 10.8 |  |  |  | 12.48 | [17 empty] | 78.48 | 337.33 | 40.56 | 81.18 | 58.76 |  |  | 4.5 | [10 empty] | 3.24 | [6 empty] | 74.79
CIPVPCA02B05C01 | Concrete Protection; for Above Ground; Chemical Resistant Resin Coating (Epoxy) |  | m2 | [397 empty] | 60 | [321 empty] | 120.28 | [361 empty] | 4.65 | 5.45 | 12 | 7.36 | [8 empty] | 50.6 | 20.24 | 14.88 | [132 empty] | 3051.72 | 3176.28 | [157 empty] | 247.49 | [9 empty] | 331.25 | 54.31 | [39 empty] | 28.46 | [12 empty] | 712.25 | [25 empty] | 583.28 | [25 empty] | 1.2 | [45 empty] | 1426.12 | [6 empty] | 2036.16 | [91 empty] | 60.77 |  |  |  |  | 11.52 | [32 empty] | 59.2 |  | 48.6 | [27 empty] | 11.52 |  | 18.2 | 198.24 | 115.1005 |  | 28.18 |  |  | 407.82 | 39.045 | 10.78 | 23.2 | [6 empty] | 17.94 | [23 empty] | 5.76 | [18 empty] | 2.88 | [46 empty] | 69.8 | [44 empty] | 110.8
CIPVPCA02B09C01 | Concrete Protection; for Above Ground; Chemical Resistant Brick |  | m2 | [6 empty] | 10
CIPVPCA03B05C01 | Concrete Protection; for Internal Protection( inside MH, Sump or Pit, etc.); Chemical Resistant Resin Coating (Epoxy) |  | m2 | [1653 empty] | 51.96 | [34 empty] | 87.65 | [27 empty] | 55.76 | [19 empty] | 36.28 | [22 empty] | 29.9 | [11 empty] | 9.24 | [6 empty] | 9.8 | [25 empty] | 49.04
CIPVPCA04B05C01 | Concrete Protection; Paving surface; Chemical Resistant Resin Coating (Epoxy) |  | m2 | [1269 empty] | 358.8 | [101 empty] | 708.4
CIPVPEA02B01C01 | P.E Sheet; T > 0.2 mm; 1 Layer |  | m2 | [14 empty] | 482.98 |  | 38.5 | [15 empty] | 194.11 |  | 8.34 |  |  | 8.1 | [12 empty] | 8.1 | [44 empty] | 225 | [117 empty] | 3823.44 |  |  | 158.76 | 74.97 |  | 17.55 | [80 empty] | 59.04 | 58.24 | 206.04 | 50.44 |  |  |  |  | 5279.04 |  | 244.24 |  | 69.76 |  |  |  |  | 78 | [41 empty] | 128.14 | [32 empty] | 84 |  | 18.49 |  | 73.8 | 26.25 | 50 | [95 empty] | 400.81 | [103 empty] | 900 |  |  |  |  | 4950 | [18 empty] | 18.33 |  |  |  | 25.5 | [17 empty] | 226.48 | [75 empty] | 298.03 | 12.99 | 669.48 | 9.99 | 476.88 | 6.34 | 218.04 | 3.48 | 266.54 | 8.33 | 125.44 | 3.79 | 16.19 | 39.46 | [5 empty] | 3.24 | 7.59 | 1.44 | 1.44 | 0.96 | 2.88 |  |  | 0.38 |  | 0.7 |  | 14.93 |  | 1.52 | 0.38 | 1.96 | 1.52 | 2.24 | 0.76 | 1.52 | 1.44 | 0.7 | 1.44 | 0.6 | 0.7 | 2.88 | 1.23 | 0.64 | 0.66 | 0.76 |  | 0.64 | 1.44 | 3.5 | 3.2 | 0.64 | 0.82 | 0.72 | 0.72 | 0.41 | 0.76 | 0.75 | 0.96 | 1.92 | 1.52 | 0.72 | 0.38 | 2.28 | 0.72 | 0.36 | 0.31 | 0.31 | 0.31 | 0.31 | 1.44 | 0.62 | 0.7 | 0.7 | 0.7 | 0.72 | 0.38 | 5.76 |  |  |  | 17.38 | [24 empty] | 2237.29 | 1747.24 |  |  |  | 1747.24 | 104329 | [211 empty] | 31.36 | [11 empty] | 31.36 | [13 empty] | 53.29 | [6 empty] | 10.56 | 14.52 | 36 | 62.73 | [8 empty] | 360.62 | [109 empty] | 1972 | 113.39 | [23 empty] | 3051.72 | 3176.28 | 130.3 | 132.37 | [36 empty] | 768 | 358.8 | 16.29 | 39.2 | 29.89 | 5.7 | [53 empty] | 33.62 | [10 empty] | 192.5 | 23.1 |  |  |  | 2952.35 | 114.42 | [26 empty] | 708.4 | 42.98 | [14 empty] | 247.49 | [9 empty] | 331.25 | 43.86 | [39 empty] | 28.46 | [12 empty] | 712.25 | [25 empty] | 583.28 | [71 empty] | 1426.12 | [6 empty] | 2036.16 | [268 empty] | 54.85 | 310.7 | [15 empty] | 3850.6 | 153.75 |  | 562.35 |  |  |  |  | 104.6 | 10.2 |  |  |  |  | 20 | [13 empty] | 110.8 |  | 10.8 | [11 empty] | 598 | [13 empty] | 2.16 | 1.64 | 3.28 | 0.81 | 0.5 | 0.8 | 0.6 | [5 empty] | 598 | [14 empty] | 2.16 | 1.64 | 3.28 | 0.81 | 0.5 | 0.8 | 0.6 | [5 empty] | 186.9 | [26 empty] | 260.82 | 900 | [18 empty] | 54.94
CIPVLIA01B01C01 |  |  | m2 | [845 empty] | 17.5 |  | 31.61 | [39 empty] | 40 |  |  |  |  | 21 |  | 55.65 |  | 63 | [22 empty] | 40 | [11 empty] | 57.04 |  |  |  | 57.04 |  |  |  |  | 145.6 | 4.28 | 1.28 | [13 empty] | 366.42 | 5.22 | [49 empty] | 45 | [103 empty] | 108.9 | [12 empty] | 20.34 | [13 empty] | 10.8 | 0.08 | 125.73 | [24 empty] | 577.5
CIPVGRA01B01C01 | Grouting; Nonshrink Cement Based Grout |  | m3 | [312 empty] | 1.09 | [431 empty] | 0.07 |  |  | 0.02 |  | 0.01 |  |  |  | 0.04 | 0.01 | 0.04 | 0.04 | 0.05 | 0.02 | 0.04 |  | 0.01 |  | 0.01 | 0.01 | 0.07 | 0.03 |  | 0.01 | 0.02 | [6 empty] | 0.02 |  |  | 0.01 | 0.02 |  |  |  | 0.04 |  | 0.01 | 0.06 | [8 empty] | 0.01 | 0.01 | 0.01 |  | 0.01 | 0.14 |  |  |  | 0.46 | [1096 empty] | 0.02 | [26 empty] | 0.02
CIPVJOA01B01C01 | Joint; Expansion Joint; without Dowel Bar; Conc. Thk. : 100 mm with joint sealant & filler |  | m | [6 empty] | 10
CIPVJOA01B01C02 | Joint; Expansion Joint; without Dowel Bar; Conc. Thk. : 150 mm with joint sealant & filler |  | m | [598 empty] | 120 |  |  |  |  | 600 | [226 empty] | 283.8 | 167.2 |  |  |  | 167.2 | 13566 | [366 empty] | 184 | [24 empty] | 314.8 | 391.2 | [38 empty] | 80 | 23 | [73 empty] | 309.4 | [27 empty] | 92.2
CIPVJOA01B01C03 | Joint; Expansion Joint; without Dowel Bar; Conc. Thk. : 200 mm with joint sealant & filler |  | m | [1398 empty] | 4.99
CIPVJOA01B01C05 | Joint; Expansion Joint; without Dowel Bar; Conc. Thk. : Over 250 mm with joint sealant & filler |  | m | [397 empty] | 3.35 | [1427 empty] | 4.8
CIPVJOA02B01C02 | Joint; Isolation Joint; without Dowel Bar; Conc. Thk. : 150 mm with joint sealant & filler |  | m | [14 empty] | 87.95 |  | 25 |  | 103.95 | [13 empty] | 60.1 |  | 41.7 |  |  | 11.4 | [12 empty] | 11.4 | [44 empty] | 60 | [117 empty] | 455.88 |  |  | 100.8 | 60 |  | 32.4 | [80 empty] | 30 | 32 | 60 | 29 |  |  |  |  | 290 |  | 62 |  | 261.6 |  |  |  |  | 37 | [41 empty] | 120.4 | [32 empty] | 40 |  | 17.2 |  | 36.6 | 60 | 30 | [95 empty] | 376.6 | [149 empty] | 212.8 | [74 empty] | 194 | 70.05 | 74.11 | 104.2 | 57 | 86.55 | 36.15 | 69.95 | 19.8 | 69.2 | 47.5 | 44 | 21.54 | 18.32 | 24.64 | [5 empty] | 6.4 | 11.1 | 6.4 | 6.4 | 4.44 | 6 |  |  | 1.68 |  | 2.6 |  | 85.22 |  | 6.72 | 1.68 | 8 | 6.72 | 5.2 | 3.36 | 6.72 | 6.4 | 2.6 | 6.4 | 2.4 | 2.6 | 6 | 5.28 | 2.96 | 2.51 | 3.36 |  | 2.96 | 6.4 | 16.8 | 14.8 | 2.96 | 3.52 | 3.2 | 3.2 | 1.76 | 3.36 | 3.6 | 4.8 | 8.88 | 6.72 | 3.2 | 1.68 | 10.08 | 3.2 | 1.6 | 1.44 | 1.44 | 1.44 | 1.44 | 6.4 | 2.88 | 2.6 | 2.6 | 2.6 | 3.2 | 1.68 | 12 |  |  |  | 19.4 | [39 empty] | 17 |  | 22.58 | [39 empty] | 26 |  |  |  |  | 25 |  | 31.6 |  | 54 | [22 empty] | 26 | [11 empty] | 30.8 |  |  |  | 30.8 |  |  |  |  | 63.2 | 29.1 | 13.2 | [13 empty] | 116 | 35.4 | [49 empty] | 28 | [40 empty] | 22.4 | [11 empty] | 22.4 | [13 empty] | 29.2 | [6 empty] | 4.65 | 5.45 | 12 | 7.36 | [8 empty] | 50.6 | 20.24 | 14.88 | [15 empty] | 41.8 | [12 empty] | 18.04 | [13 empty] | 64.32 | 1.6 | 72.13 | [24 empty] | 149 | [38 empty] | 395.55 | 122.7 | [24 empty] | 454.35 | 461.55 | [39 empty] | 224.7 | 171.5 | 33.26 | [53 empty] | 24.7 | [10 empty] | 147 | 158.2 |  |  |  |  | 654.5 | [27 empty] | 246.3 | [14 empty] | 63.04 | [9 empty] | 77.43 | 83.55 | [39 empty] | 24.56 | [12 empty] | 116.4 | [25 empty] | 107.3 | [25 empty] | 8 | [45 empty] | 151.4 | [6 empty] | 188.4 | [89 empty] | 40.58 | 40 | 101.28 | 131.6 | 162.13 | 20.4 | 32.01 | 28.8 | [31 empty] | 220.9 | 40 | 57.5 | 36 | 216 | 50.98 | 40.2 | 40.15 | [23 empty] | 28.8 |  | 45.5 | 94.4 | 26.1 | 23.3 | 70.65 | 70.65 | 60.8 | 76.8 | 24.8 | 14.2 | 19.6 | [6 empty] | 13.8 | 28.8 | 36 | 23.3 | [20 empty] | 14.4 | 57.62 |  | 92 | 88.2 | [6 empty] | 13.5 | 7.2 | 92 | 61.7 | 25.2 | 53.6 | 40.8 | 41.2 | 7.2 |  |  |  | 10.4 | [17 empty] | 65.4 | 131 | 270.4 | 270.6 | 28.8 |  |  | 30 | [17 empty] | 99.72 | 75.12 | [15 empty] | 348.2 | 62.3 | 696.8 | 116.45 |  |  |  |  | 42.38 | 13.1 |  |  |  |  | 18 |  |  | 36.4 | [10 empty] | 43.7 |  | 13.4 | [10 empty] | 199 | 98 | [13 empty] | 8.4 | 5.27 | 10.54 | 10.8 | 4 | 8 | 10 |  |  |  |  | 199 | 98 | [14 empty] | 8.4 | 5.27 | 10.54 | 10.8 | 4 | 8 | 10 |  |  |  |  | 109.7 | 54.7 | [26 empty] | 65.4 | 120 | [18 empty] | 35
CIPVJOA03B01C01 | Joint; Contraction Joint(Control Joint); Saw Cut with Sealant |  | m | [397 empty] | 10.7 | [200 empty] | 360 |  |  |  |  | 1490 | [18 empty] | 2.84 |  |  |  | 5 | [203 empty] | 756.8 | 501.6 |  |  |  | 501.6 | 28424 | [366 empty] | 562 | [24 empty] | 856.2 | 1012.6 | [38 empty] | 272 | 131.4 | [73 empty] | 842 | [27 empty] | 215.2 | [26 empty] | 14.84 | [426 empty] | 16.1
CIPVWSA01B02C01 | Water Stop; PVC; Width : 150 mm; with Bulb |  | m | [1653 empty] | 25.6 | [34 empty] | 32 | [27 empty] | 25.6 | [19 empty] | 25.6 | [22 empty] | 12.8 | [11 empty] | 6.4 | [6 empty] | 6.4 | [25 empty] | 25.6
CIPVMTA01B01C01 | Metal Works; Embedded Steel; HDG; Supply & Installation |  | Ton | [1095 empty] | 0.82258 | [557 empty] | 1.08 | [34 empty] | 1.35 | [27 empty] | 1.08 | [19 empty] | 1.08 | [22 empty] | 0.54 | [11 empty] | 0.27 | [6 empty] | 0.27 | [25 empty] | 1.08
CIPVMTA02B01C01 | Metal Works; Checkered Plate; HDG; Supply & Installation |  | Ton | [719 empty] | 2.38
CIPVMTA05B01C01 | Metal Works; Hand Rail; HDG; Supply & Installation |  | Ton | [1095 empty] | 1.32
CIPVMTA05B04C01 | Metal Works; Hand Rail; HDG/Painted; Supply & Installation |  | Ton | [732 empty] | 0.48 | [223 empty] | 2.0163 | [360 empty] | 4.209 | [80 empty] | 0.7584 | [325 empty] | 2.6328 | [37 empty] | 0.2856 | [9 empty] | 0.2856 |  |  | 0.2856 | [49 empty] | 0.7479
CIPVMTA08B01C02 | Metal Works; Anchor Bolt; HDG; Supply & Installation |  | Ton | [741 empty] | 0.04 | 0.04 | 0.03 | 0.01 |  |  |  |  | 0.01 |  |  |  | 0.08 | 0.02 | 0.08 | 0.08 | 0.02 | 0.04 | 0.08 | 0.08 | 0.02 | 0.08 | 0.02 | 0.02 | 0.02 | 0.06 | 0.04 | 0.03 | 0.04 |  | 0.04 | 0.08 | 0.28 | 0.2 | 0.04 | 0.04 | 0.04 | 0.04 | 0.02 | 0.04 | 0.06 | 0.12 | 0.12 | 0.08 | 0.04 | 0.02 | 0.12 | 0.04 | 0.02 | 0.02 | 0.02 | 0.02 | 0.02 | 0.08 | 0.04 | 0.03 | 0.03 | 0.03 | 0.04 | 0.02 | 0.04 | [1099 empty] | 0.09 | 0.02 | [25 empty] | 0.09 | 0.02
CIPVMTA10B01C03 | Metal Works; Grating with Frame; Hot Dip Galvanized; I-Bar |  | Ton | [1646 empty] | 1.32 | 1.83 | 4.63 | [36 empty] | 10.09 | 1.83 | 3.56 | [30 empty] | 1.04 | 4.31 | 1.19 | [14 empty] | 0.45 | [24 empty] | 1.13 | [9 empty] | 0.44 | [11 empty] | 0.34 | [17 empty] | 1.92 | 5.98
CIPVMTA13B02C02 | Metal Works; Others; Chemical bolt; DIA. ≥ 16mm |  | EA | [732 empty] | 30
CIPVMTA14B01C01 | Metal Works; Sleeve Pipe with filling material(with Ring Plate); HDG |  | Ton | [1270 empty] | 0.39485
CIPVPOA01B01C01 | Guard Post & Rail Including Earthwork, FDN, Painting and Accessories; Guard Post; DIA 4'' |  | EA | [6 empty] | 10
CIPVPOA01B02C01 | Guard Post & Rail Including Earthwork, FDN, Painting and Accessories; Guard Post; DIA 6'' |  | EA | [740 empty] | 2
CIPVPOA01B03C01 | Guard Post & Rail Including Earthwork, FDN, Painting and Accessories; Guard Post; DIA 8" |  | EA | [6 empty] | 10
CIPVPOA02B01C01 | Guard Post & Rail Including Earthwork, FDN, Painting and Accessories; Guard Rail with Post |  | m | [6 empty] | 10
CIPVCPA02B01C01 | Concrete Paving - Concrete Pouring - Construction only; Paving Thk. : 150 mm |  | m2 | [32 empty] | 194.11 | [62 empty] | 225 | [117 empty] | 3823.44 |  |  | 158.76 | 74.97 |  | 17.55 | [88 empty] | 5250 |  | 238 | [81 empty] | 84 |  | 18.49 |  | 73.8 |  | 50 | [199 empty] | 900 |  |  |  |  | 4950 | [18 empty] | 18.33 |  |  |  | 25.5 | [93 empty] | 290.99 |  | 659.02 |  | 468.18 |  | 211 |  | 259.58 |  | 121 | [8 empty] | 2.56 | 6.44 | [104 empty] | 17.5 |  | 31.61 | [39 empty] | 40 | [31 empty] | 40 | [11 empty] | 57.04 | [24 empty] | 366.42 | [50 empty] | 45 | [40 empty] | 31.36 | [11 empty] | 31.36 | [13 empty] | 53.29 | [6 empty] | 14.75 | 14.52 | 36 | 62.73 | [8 empty] | 360.62 | [30 empty] | 20.34 | [15 empty] | 125.73 | [24 empty] | 577.5 | [37 empty] | 1972 | [24 empty] | 3051.72 | 3176.28 | [38 empty] | 768 | 358.8 | 16.29 | [20 empty] | 265 |  | 265 | [23 empty] | 431 | [9 empty] | 33.62 | [10 empty] | 192.5 | 23.1 |  |  |  | 2952.35 | [27 empty] | 708.4 | [25 empty] | 331.25 | 35.51 | [39 empty] | 28.46 | [12 empty] | 712.25 | [25 empty] | 583.28 | [25 empty] | 3.64 | [45 empty] | 1426.12 | [6 empty] | 2036.16 | [92 empty] | 1082.41 | [39 empty] | 2916 | [34 empty] | 231.04 | 368.64 | [11 empty] | 81 |  |  | 92.16 | [21 empty] | 529 | [9 empty] | 529 |  |  | 179.56 | [26 empty] | 4569.76 | [15 empty] | 29.16 | [51 empty] | 110.8 | [93 empty] | 260.82 | 900 | [18 empty] | 54.94
CIPVCPA03B01C01 | Concrete Paving - Concrete Pouring - Construction only; Paving Thk. : 200 mm |  | m2 | [14 empty] | 482.98 |  | 38.5 | [20 empty] | 8.1 | [12 empty] | 8.1 | [779 empty] | 2237.29 | 1747.24 | [60 empty] | 21 |  | 55.65 |  | 63 | [197 empty] | 42.64 | [631 empty] | 38.44 | [49 empty] | 104.04 | [49 empty] | 310.7 | [15 empty] | 3850.6 |  |  | 562.35 |  |  |  |  | 104.6 | [33 empty] | 598 | [25 empty] | 598 | [26 empty] | 186.9
CIPVCPA04B01C01 | Concrete Paving - Concrete Pouring - Construction only; Paving Thk. ≥ 250 mm |  | m2 | [300 empty] | 56 | 55 | 200 | 47.5 | [13 empty] | 78 | [517 empty] | 1747.24 | 104329 | [258 empty] | 134.1 | [42 empty] | 10.8 | 0.08 | [90 empty] | 130.3 | 132.37 | [155 empty] | 247.49
CIPVWWA01B02C01 | Concrete Paving - W.W.F; 1 layer; MW30 (Φ6.2); Spacing : 150 x 150 |  | m2 | [598 empty] | 900 |  |  |  |  | 4950 | [18 empty] | 18.33 |  |  |  | 25.5
CIPVWWA01B04C02 | Concrete Paving - W.W.F; 1 layer; MW50 (Φ8.0); Spacing : 200 x 200 |  | m2 | [830 empty] | 2237.29 | 1747.24 |  |  |  | 1747.24 | 104329
CIPVWWA02B02C01 | Concrete Paving - W.W.F; 2 layer; MW30 (Φ6.2); Spacing : 150 x 150 |  | m2 | [6 empty] | 10
CIPVASA01B01C01 | Asphalt Paving; Asphalt Wearing Course |  | m3 | [829 empty] | 1740112.5
CIPVASA02B01C01 | Asphalt Paving; Asphalt Binder/Base Course |  | m3 | [829 empty] | 2900187.5
CIPVASA03B01C01 | Asphalt Paving; Aggregate Base/Subbase Course |  | m3 | [829 empty] | 21345380
CIPVASA04B01C01 | Asphalt Paving; Prime Coat |  | m2 | [829 empty] | 46403
CIPVASA05B01C01 | Asphalt Paving; Tack Coat |  | m2 | [829 empty] | 46403
CIPVBCA04B01C01 | Base course; Thk. : 300 mm |  | m2 | [598 empty] | 900 |  |  |  |  | 4950 | [18 empty] | 18.33 |  |  |  | 25.5 | [203 empty] | 2237.29 | 1747.24 |  |  |  | 1747.24 | 104329
CIPVTSA01B01C01 | Traffic Sign Board with Foundation |  | EA | [6 empty] | 10
CIPVLMA01B01C01 | Road Lane Marking |  | m | [829 empty] | 19887
CIPVSBA01B01C01 | Sidewalk Block(Walkway) |  | m2 | [19 empty] | 0.3375 | [19 empty] | 0.3375 | [46 empty] | 1.836 | [1851 empty] | 0.15 | [34 empty] | 0.3
CIPVGPA02B01C01 | Gravel Paving; Paving Thk. : 100 mm |  | m3 | [6 empty] | 10
CIPVFEA01B01C01 | Fence Works; 2 m < H ≤ 2.5 m; Type-1 |  | m | [358 empty] | 297.84 | [134 empty] | 889.63 | [1116 empty] | 156 | [209 empty] | 225.5 | [157 empty] | 305 | [11 empty] | 370 | 36 | 42
CIPVFEA03B02C01 | Fence Works; H > 3 m; Type-2 |  | m
CIPVGAA01B01C01 | Gate; Single Gate; Width < 1 m; Type-1 |  | EA | [6 empty] | 10
CIPVGAA02B02C02 | Gate; Double Gate; 1 m ≤ Width < 2 m; Type-2 |  | EA | [358 empty] | 1 | [134 empty] | 1 | [1497 empty] | 1 | 1
CIPVGAA02B05C01 | Gate; Double Gate; 4 m ≤ Width < 5 m; Type-1 |  | EA | [1820 empty] | 1
CIPVGAA02B07C01 | Gate; Double Gate; 6 m ≤ Width < 7 m; Type-1 |  | EA | [358 empty] | 1 | [134 empty] | 1 | [1484 empty] | 4 | [11 empty] | 1
CIPVOTA01B01C02 | Others(Misc. Items); Item-1; Type-1; Unit-2 |  | m2 | [832 empty] | 3204.1 | 1210 | 1716.1
CIPVOTA01B05C02 | Others(Misc. Items); Item-1; Type-5; Unit-2 |  | m2 | [1807 empty] | 12
CIPVOTA02B01C01 | Others(Misc. Items); Item-2; Type-1; Unit-1 |  | m | [303 empty] | 409.2
CIPVOTA05B05C02 | Others(Misc. Items); Item-5; Type-5; Unit-2 |  | m2 | [1291 empty] | 265 |  | 265 | [23 empty] | 431
CIPVOTA08B01C03 | Others(Misc. Items); Item-8; Type-1; Unit-3 |  | m3 | [1740 empty] | 0.9